## Sheet1
Kode Barang | Nama Barang | Tahun | Reg | Perolehan | Merk | Kondisi | Jumlah | Saldo Akhir | Keterangan | penaggung jawab | no telp | nama ruangan
1.3.2.01.03.03.002 | Portable Compressor | 2019 | 1 | Pembelian |  | Baik | 0,00 | 49.250.000,00 | COMPRESSOR UNTUK CPAP NEONATUS DRAGER |  |  | 2
1.3.2.01.03.03.002 | Portable Compressor | 2021 | 1 | Pembelian | SLE | Baik | 1,00 | 57.596.000,00 | MEDICAL AIR COMPRESSOR SLE 500 |  |  | 1
1.3.2.01.03.04.002 | Portable Generating Set | 2009 | 1 | Saldo |  | Baik | 1,00 | 781.735.000,00 | Genset 250 KVA
1.3.2.01.03.04.007 | Panel ATS | 2016 | 1 | Pembelian | LOKAL |  | 1,00 | 18.150.000,00 | PANEL ATS 33000 WATT
1.3.2.01.03.04.007 | Panel ATS | 2017 | 1 | Pembelian | - |  | 18.700.000,00 | 18.700.000,00 | PANEL ATS DAYA 41.500 RUANG OK BLUD | https://shopee.co.id/WiRELESS-BLUETOOTH-1D-LASER-BARCODE-SCANNER-VSC-BT-395-(Android-IOS)-i.31515714.2841920628
1.3.2.01.03.04.007 | Panel ATS | 2017 | 2 | Pembelian | - |  | 20.900.000,00 | 20.900.000,00 | PANEL ATS DAYA 23.000 RUANG KELAS 1 BLUD
1.3.2.02.01.02.003 | Mini Bus ( Penumpang 14 Orang Kebawah ) | 2008 | 1 | Saldo | DAIHATSU / F600RV GMRFJJ | Baik | 1,00 | 111.100.000,00 | mobil Xenia
1.3.2.02.01.02.003 | Mini Bus ( Penumpang 14 Orang Kebawah ) | 2008 | 2 | Saldo | DAIHATSU / F600RV GMRFJJ | Baik | 1,00 | 111.100.000,00 | Mobil Xenia
1.3.2.02.01.02.003 | Mini Bus ( Penumpang 14 Orang Kebawah ) | 2009 | 1 | Saldo | TOYOTA / 1300G GMMFJJ | Baik | 1,00 | 148.683.500,00 | Mobil Avanza
1.3.2.02.01.02.003 | Mini Bus ( Penumpang 14 Orang Kebawah ) | 2012 | 1 | Saldo | Suzuki/ RW415 FX-OVER (4x2) M/T | Baik | 1,00 | 204.036.000,00 | Mobil Suzuki SX-4 (M/T)
1.3.2.02.01.02.003 | Mini Bus ( Penumpang 14 Orang Kebawah ) | 2012 | 2 | Saldo | Suzuki/ RW415 FX-OVER (4x2) M/T | Baik | 1,00 | 204.036.000,00 | Mobil Suzuki SX-4 (M/T)
1.3.2.02.01.02.003 | Mini Bus ( Penumpang 14 Orang Kebawah ) | 2012 | 3 | Saldo | Suzuki/ RW415 FX-OVER (4x2) M/T | Baik | 1,00 | 204.036.000,00 | Mobil Suzuki SX-4 (M/T) |  |  | masukan no barang
1.3.2.02.01.02.003 | Mini Bus ( Penumpang 14 Orang Kebawah ) | 2012 | 4 | Saldo | Suzuki/ RW415 FX-OVER (4x2) M/T | Baik | 1,00 | 204.036.000,00 | Mobil Suzuki SX-4 (M/T)
1.3.2.02.01.02.003 | Mini Bus ( Penumpang 14 Orang Kebawah ) | 2015 | 1 | Pembelian | NISSAN NEW GRAND LIVINA |  | 1,00 | 191.283.000,00 | Mobil Dinas Dokter Spesialis
1.3.2.02.01.02.003 | Mini Bus ( Penumpang 14 Orang Kebawah ) | 2015 | 2 | Pembelian | NISSAN NEW GRAND LIVINA |  | 1,00 | 191.283.000,00 | Mobil Dinas Dokter Spesialis
1.3.2.02.01.02.003 | Mini Bus ( Penumpang 14 Orang Kebawah ) | 2015 | 3 | Pembelian | NISSAN NEW GRAND LIVINA |  | 1,00 | 191.283.000,00 | Mobil Dinas Dokter Spesialis
1.3.2.02.01.02.003 | Mini Bus ( Penumpang 14 Orang Kebawah ) | 2015 | 4 | Pembelian | NISSAN NEW GRAND LIVINA |  | 1,00 | 191.283.000,00 | Mobil Dinas Dokter Spesialis
1.3.2.02.01.02.003 | Mini Bus ( Penumpang 14 Orang Kebawah ) | 2016 | 1 | Pembelian | NISSAN NEW GRAND LIVINA |  | 2,00 | 219.141.284,00 | NISSAN NEW GRAND LIVINA 2016 ABU-ABU
1.3.2.02.01.02.003 | Mini Bus ( Penumpang 14 Orang Kebawah ) | 2021 | 2 | Pembelian | SUZUKI XL7 ALPHA AT SNOW WHITE | Baik | 1,00 | 265.415.000,00 | SUZUKI XL7 ALPHA AT SNOW WHITE
1.3.2.02.01.03.002 | Pick Up | 2016 | 1 | Pembelian | SUZUKI |  | 1,00 | 128.300.000,00 | MOBIL APV PICK UP
1.3.2.02.01.04.001 | Sepeda Motor | 2007 | 1 | Saldo |  | Baik | 1,00 | 14.250.000,00 | motor dinas Jupiter MX
1.3.2.02.01.04.001 | Sepeda Motor | 2009 | 1 | Saldo |  | Baik | 1,00 | 14.170.850,00
1.3.2.02.01.04.001 | Sepeda Motor | 2009 | 2 | Saldo |  | Baik | 1,00 | 14.170.850,00
1.3.2.02.01.05.002 | Motor Beroda Tiga | 2021 | 1 | Pembelian | HTM GAJAH 200DP2.0 | Baik | 1,00 | 33.250.000,00 | KENDARAAN BERMOTOR BERRODA TIGA HTM
1.3.2.02.01.05.002 | Motor Beroda Tiga | 2021 | 2 | Pembelian | HTM GAJAH 200DP2.0 | Baik | 1,00 | 33.255.000,00 | KENDARAAN BERMOTOR BERRODA TIGA HTM
1.3.2.02.01.06.001 | Mobil Ambulance | 2006 | 2 | Hibah Masuk | ISUZU |  | 1,00 | 355.782.376,00 | ISUZU Kendaraan Ransus Ambulance
1.3.2.02.01.06.001 | Mobil Ambulance | 2008 | 1 | Hibah Masuk | KIA |  | 1,00 | 339.975.000,00 | KIA Kendaraan Ransus Ambulance
1.3.2.02.01.06.001 | Mobil Ambulance | 2015 | 1 | Hibah Masuk | KIA |  | 1,00 | 281.625.000,00 | Ambulance Hibah ASKES 2009
1.3.2.02.01.06.001 | Mobil Ambulance | 2016 | 1 | Pembelian |  |  | 1,00 | 642.395.072,99 | TOYOTA / HI ACE COMMUTER
1.3.2.02.01.06.001 | Mobil Ambulance | 2017 | 1 | Hibah Masuk | SUZUKI |  | 1,00 | 203.250.000,00 | HIBAH BRI 18/05/2017
1.3.2.02.02.01.004 | Lori Dorong | 2013 | 1 | Saldo |  | Baik | 1,00 | 1.040.000,00 | Trolley Barang
1.3.2.02.02.01.004 | Lori Dorong | 2013 | 2 | Saldo |  | Baik | 1,00 | 1.040.000,00 | Trolley Barang
1.3.2.02.02.01.004 | Lori Dorong | 2013 | 3 | Saldo |  | Baik | 1,00 | 1.040.000,00 | Trolley Barang
1.3.2.02.02.01.004 | Lori Dorong | 2013 | 4 | Saldo |  | Baik | 1,00 | 1.040.000,00 | Trolley Barang
1.3.2.02.02.01.004 | Lori Dorong | 2013 | 5 | Saldo |  | Baik | 1,00 | 1.040.000,00 | Trolley Barang
1.3.2.02.02.01.004 | Lori Dorong | 2016 | 1 | Pembelian | MAK |  | 1,00 | 5.447.300,00 | MAK Loundry Trollery
1.3.2.02.02.01.004 | Lori Dorong | 2016 | 2 | Pembelian | MAK |  | 1,00 | 5.447.300,00 | MAK Loundry Trollery
1.3.2.02.02.01.014 | Trolley | 2021 | 1 | BLUD | LOKAL | Baik | 1,00 | 4.400.000,00 | TROLLY DORONG LAUNDRY
1.3.2.02.02.01.014 | Trolley | 2021 | 2 | BLUD | LOKAL | Baik | 1,00 | 4.400.000,00 | TROLLY DORONG LAUNDRY
1.3.2.02.02.01.014 | Trolley | 2021 | 3 | BLUD | LOKAL | Baik | 1,00 | 4.400.000,00 | TROLLY DORONG LAUNDRY
1.3.2.03.01.01.007 | Mesin Gerinda | 2020 | 1 | Pembelian |  |  | 1,00 | 935.000,00 | Mesin Gerinda
1.3.2.03.01.01.019 | Mesin Las Listrik | 2013 | 1 | Saldo |  | Baik | 1,00 | 1.980.000,00 | Trafo Las Listrik RHINO
1.3.2.03.01.01.019 | Mesin Las Listrik | 2020 | 1 | Pembelian |  |  | 1,00 | 1.815.000,00 | Pralatan Mesin Las (Selang Las)
1.3.2.03.01.01.033 | Mesin Laser Cutting | 2020 | 1 | Pembelian |  |  | 1,00 | 1.760.000,00 | Mesin Cutting
1.3.2.03.01.02.001 | Mesin Gerinda Tangan | 2013 | 1 | Saldo |  | Baik | 1,00 | 726.000,00 | Mesin Gerinda Listrik Tangan BOSCH
1.3.2.03.01.02.002 | Mesin Bor Tangan | 2013 | 1 | Saldo |  | Baik | 1,00 | 2.500.000,00 | Mesin Bor Listrik Tangan BOSCH
1.3.2.03.02.05.001 | Tool Kit Set | 2020 | 1 | Pembelian |  |  | 0,00 | 962.500,00 | Kunci Shock (Handschok)8-24 " (Inchi)
1.3.2.03.02.05.001 | Tool Kit Set | 2020 | 2 | Pembelian |  |  | 0,00 | 1.017.500,00 | Tool Kit
1.3.2.03.02.05.001 | Tool Kit Set | 2020 | 3 | Pembelian |  |  | 0,00 | 1.705.000,00 | Tool Sheet Box
1.3.2.03.02.05.033 | Multi Tester | 2020 | 1 | Pembelian |  |  | 0,00 | 605.000,00 | Multi Tester
1.3.2.03.02.05.034 | Tang Ampere | 2020 | 1 | Pembelian |  |  | 0,00 | 1.155.000,00 | Tang Ampere
1.3.2.03.03.01.137 | Dst.... | 2015 | 1 | Pembelian | OMRON |  | 1,00 | 1.650.000,00 | Alat Ukur Tebal Lemak
1.3.2.05.01.04.001 | Lemari Besi/Metal | 2006 | 2914 | Saldo |  | Baik | 1,00 | 2.750.000,00 | Lemari Arsip
1.3.2.05.01.04.001 | Lemari Besi/Metal | 2006 | 2915 | Saldo |  | Baik | 1,00 | 2.750.000,00 | Lemari Arsip
1.3.2.05.01.04.001 | Lemari Besi/Metal | 2006 | 2916 | Saldo |  | Baik | 1,00 | 2.750.000,00 | Lemari Arsip
1.3.2.05.01.04.001 | Lemari Besi/Metal | 2007 | 1 | Saldo |  | Baik | 1,00 | 4.975.000,00
1.3.2.05.01.04.001 | Lemari Besi/Metal | 2009 | 1 | Saldo |  | Baik | 1,00 | 2.600.000,00
1.3.2.05.01.04.001 | Lemari Besi/Metal | 2009 | 2 | Saldo |  | Baik | 1,00 | 2.600.000,00
1.3.2.05.01.04.001 | Lemari Besi/Metal | 2009 | 3 | Saldo |  | Baik | 1,00 | 2.600.000,00
1.3.2.05.01.04.001 | Lemari Besi/Metal | 2009 | 4 | Saldo |  | Baik | 1,00 | 2.600.000,00
1.3.2.05.01.04.001 | Lemari Besi/Metal | 2009 | 5 | Saldo |  | Baik | 1,00 | 2.600.000,00
1.3.2.05.01.04.001 | Lemari Besi/Metal | 2009 | 6 | Saldo |  | Baik | 1,00 | 2.600.000,00
1.3.2.05.01.04.001 | Lemari Besi/Metal | 2009 | 7 | Saldo |  | Baik | 1,00 | 2.600.000,00
1.3.2.05.01.04.001 | Lemari Besi/Metal | 2009 | 8 | Saldo |  | Baik | 1,00 | 2.600.000,00
1.3.2.05.01.04.001 | Lemari Besi/Metal | 2009 | 9 | Saldo |  | Baik | 1,00 | 81.900.000,00 | Mobilair filling kabinet
1.3.2.05.01.04.001 | Lemari Besi/Metal | 2010 | 1 | Saldo |  | Baik | 1,00 | 75.900.000,00 | Mobilair Fillling kabinet
1.3.2.05.01.04.001 | Lemari Besi/Metal | 2010 | 2 | Saldo |  | Baik | 1,00 | 1.975.000,00
1.3.2.05.01.04.001 | Lemari Besi/Metal | 2010 | 3 | Saldo |  | Baik | 1,00 | 1.975.000,00
1.3.2.05.01.04.001 | Lemari Besi/Metal | 2010 | 4 | Saldo |  | Baik | 1,00 | 1.975.000,00
1.3.2.05.01.04.001 | Lemari Besi/Metal | 2010 | 5 | Saldo |  | Baik | 1,00 | 1.975.000,00
1.3.2.05.01.04.001 | Lemari Besi/Metal | 2010 | 6 | Saldo |  | Baik | 1,00 | 2.775.000,00
1.3.2.05.01.04.001 | Lemari Besi/Metal | 2010 | 7 | Saldo |  | Baik | 1,00 | 2.775.000,00
1.3.2.05.01.04.001 | Lemari Besi/Metal | 2010 | 8 | Saldo |  | Baik | 1,00 | 2.775.000,00
1.3.2.05.01.04.001 | Lemari Besi/Metal | 2010 | 9 | Saldo |  | Baik | 1,00 | 3.490.000,00 | rak obat kayu
1.3.2.05.01.04.001 | Lemari Besi/Metal | 2010 | 10 | Saldo |  | Baik | 1,00 | 3.490.000,00 | rak obat kayu
1.3.2.05.01.04.001 | Lemari Besi/Metal | 2010 | 11 | Saldo |  | Baik | 1,00 | 3.490.000,00 | rak obat kayu
1.3.2.05.01.04.001 | Lemari Besi/Metal | 2012 | 1 | Saldo |  | Baik | 1,00 | 1.926.938,75 | Lemari Arsip Besi
1.3.2.05.01.04.001 | Lemari Besi/Metal | 2015 | 1 | Pembelian | KOKUBI |  | 1,00 | 6.008.181,00 | Lemari Logistik
1.3.2.05.01.04.001 | Lemari Besi/Metal | 2015 | 2 | Pembelian | KOKUBI |  | 1,00 | 6.008.181,00 | Lemari Logistik
1.3.2.05.01.04.001 | Lemari Besi/Metal | 2015 | 3 | Pembelian | KOKUBI |  | 1,00 | 6.008.181,00 | Lemari Logistik
1.3.2.05.01.04.001 | Lemari Besi/Metal | 2015 | 4 | Pembelian | KOKUBI |  | 1,00 | 6.008.181,00 | Lemari Logistik
1.3.2.05.01.04.001 | Lemari Besi/Metal | 2015 | 5 | Pembelian | KOKUBI |  | 1,00 | 6.008.181,00 | Lemari Logistik
1.3.2.05.01.04.001 | Lemari Besi/Metal | 2015 | 6 | Pembelian | KOKUBI |  | 1,00 | 6.008.181,00 | Lemari Logistik
1.3.2.05.01.04.001 | Lemari Besi/Metal | 2015 | 7 | Pembelian | KOKUBI |  | 1,00 | 6.008.181,00 | Lemari Logistik
1.3.2.05.01.04.001 | Lemari Besi/Metal | 2015 | 8 | Pembelian | lokal |  | 1,00 | 12.650.000,00 | Lemari Narkotika Standar Menkes
1.3.2.05.01.04.001 | Lemari Besi/Metal | 2015 | 9 | Pembelian | lokal |  | 1,00 | 12.650.000,00 | Lemari Narkotika Standar Menkes
1.3.2.05.01.04.001 | Lemari Besi/Metal | 2015 | 10 | Pembelian | lokal |  | 1,00 | 12.650.000,00 | Lemari Narkotika Standar Menkes
1.3.2.05.01.04.001 | Lemari Besi/Metal | 2016 | 1 | Pembelian | LOKAL |  | 1,00 | 3.355.000,00 | LEMARI BESI OBAT
1.3.2.05.01.04.001 | Lemari Besi/Metal | 2016 | 2 | Pembelian | LOKAL |  | 1,00 | 3.355.000,00 | LEMARI BESI OBAT
1.3.2.05.01.04.001 | Lemari Besi/Metal | 2016 | 3 | Pembelian | lokal |  | 1,00 | 3.800.000,00 | Lemari Besi gudang
1.3.2.05.01.04.003 | Rak Besi | 2007 | 1 | Saldo |  | Baik | 1,00 | 1.250.000,00
1.3.2.05.01.04.003 | Rak Besi | 2007 | 2 | Saldo |  | Baik | 1,00 | 1.250.000,00
1.3.2.05.01.04.003 | Rak Besi | 2007 | 3 | Saldo |  | Baik | 1,00 | 1.250.000,00
1.3.2.05.01.04.003 | Rak Besi | 2007 | 4 | Saldo |  | Baik | 1,00 | 1.250.000,00
1.3.2.05.01.04.003 | Rak Besi | 2007 | 5 | Saldo |  | Baik | 1,00 | 1.250.000,00
1.3.2.05.01.04.003 | Rak Besi | 2012 | 5 | Saldo |  | Baik | 1,00 | 1.386.000,00 | Rak Serba Guna Data File
1.3.2.05.01.04.003 | Rak Besi | 2012 | 6 | Saldo |  | Baik | 1,00 | 5.610.000,00 | Rak Serba Guna Data File
1.3.2.05.01.04.003 | Rak Besi | 2012 | 7 | Saldo |  | Baik | 1,00 | 5.610.000,00 | Rak Serba Guna Data File
1.3.2.05.01.04.003 | Rak Besi | 2012 | 8 | Saldo |  | Baik | 1,00 | 5.610.000,00 | Rak Serba Guna Data File
1.3.2.05.01.04.003 | Rak Besi | 2015 | 1 | Pembelian | lokal |  | 1,00 | 2.200.000,00 | Rak Gudang Apotik
1.3.2.05.01.04.003 | Rak Besi | 2015 | 2 | Pembelian | lokal |  | 1,00 | 2.200.000,00 | Rak Gudang Apotik
1.3.2.05.01.04.003 | Rak Besi | 2016 | 1 | Pembelian | LOKAL |  | 1,00 | 1.980.000,00 | Rak Arsip TU
1.3.2.05.01.04.003 | Rak Besi | 2016 | 2 | Pembelian | LOKAL |  | 1,00 | 1.980.000,00 | Rak Arsip TU
1.3.2.05.01.04.003 | Rak Besi | 2016 | 3 | Pembelian | LOKAL |  | 1,00 | 1.980.000,00 | Rak Arsip TU
1.3.2.05.01.04.003 | Rak Besi | 2017 | 1 | Pembelian | LOKAL |  | 1,00 | 2.750.000,00 | RAK PENYIMPANAN 6 TINGKAT REKAM MEDIS 15/06/2017
1.3.2.05.01.04.003 | Rak Besi | 2017 | 2 | Pembelian | LOKAL |  | 1,00 | 2.750.000,00 | RAK PENYIMPANAN 6 TINGKAT REKAM MEDIS 15/06/2017
1.3.2.05.01.04.003 | Rak Besi | 2017 | 3 | Pembelian | LOKAL |  | 1,00 | 2.750.000,00 | RAK PENYIMPANAN 6 TINGKAT REKAM MEDIS 15/06/2017
1.3.2.05.01.04.003 | Rak Besi | 2017 | 4 | Pembelian | LOKAL |  | 1,00 | 2.750.000,00 | RAK PENYIMPANAN 6 TINGKAT REKAM MEDIS 15/06/2017
1.3.2.05.01.04.003 | Rak Besi | 2017 | 5 | Pembelian | LOKAL |  | 1,00 | 2.750.000,00 | RAK PENYIMPANAN 6 TINGKAT REKAM MEDIS 15/06/2017
1.3.2.05.01.04.003 | Rak Besi | 2017 | 6 | Pembelian | LOKAL |  | 1,00 | 2.750.000,00 | RAK PENYIMPANAN 6 TINGKAT REKAM MEDIS 15/06/2017
1.3.2.05.01.04.003 | Rak Besi | 2018 | 1 | Pembelian | LOKAL |  | 1,00 | 1.540.000,00 | RAK PLAT 5 TINGKAT 18052018 BAMBANG IRAWAN
1.3.2.05.01.04.003 | Rak Besi | 2018 | 2 | Pembelian | LOKAL |  | 1,00 | 1.540.000,00 | RAK PLAT 5 TINGKAT 18052018 BAMBANG IRAWAN
1.3.2.05.01.04.003 | Rak Besi | 2018 | 3 | Pembelian | LOKAL |  | 1,00 | 1.540.000,00 | RAK PLAT 5 TINGKAT 18052018 BAMBANG IRAWAN
1.3.2.05.01.04.003 | Rak Besi | 2018 | 4 | Pembelian | LOKAL |  | 1,00 | 1.540.000,00 | RAK PLAT 5 TINGKAT 18052018 BAMBANG IRAWAN
1.3.2.05.01.04.003 | Rak Besi | 2018 | 5 | Pembelian | LOKAL |  | 1,00 | 1.540.000,00 | RAK PLAT 5 TINGKAT 18052018 BAMBANG IRAWAN
1.3.2.05.01.04.003 | Rak Besi | 2019 | 1 | Pembelian |  | Baik | 0,00 | 1.760.000,00 | RAK BESI 4 TINGKAT
1.3.2.05.01.04.003 | Rak Besi | 2019 | 2 | Pembelian |  | Baik | 0,00 | 1.760.000,00 | RAK BESI 4 TINGKAT
1.3.2.05.01.04.003 | Rak Besi | 2019 | 3 | Pembelian |  | Baik | 0,00 | 1.760.000,00 | RAK BESI 4 TINGKAT
1.3.2.05.01.04.003 | Rak Besi | 2019 | 4 | Pembelian |  | Baik | 0,00 | 6.500.000,00 | Reklas RAK BESI OBAT APOTEK
1.3.2.05.01.04.003 | Rak Besi | 2019 | 5 | Pembelian |  | Baik | 0,00 | 6.500.000,00 | Reklas RAK BESI OBAT APOTEK
1.3.2.05.01.04.003 | Rak Besi | 2019 | 6 | Pembelian |  | Baik | 0,00 | 5.000.000,00 | Reklas RAK BESI OBAT GUDANG
1.3.2.05.01.04.003 | Rak Besi | 2019 | 7 | Pembelian |  | Baik | 0,00 | 5.000.000,00 | Reklas RAK BESI OBAT GUDANG
1.3.2.05.01.04.003 | Rak Besi | 2019 | 8 | Pembelian |  | Baik | 0,00 | 5.000.000,00 | Reklas RAK BESI OBAT GUDANG
1.3.2.05.01.04.003 | Rak Besi | 2019 | 9 | Pembelian |  | Baik | 0,00 | 5.000.000,00 | Reklas RAK BESI OBAT GUDANG
1.3.2.05.01.04.003 | Rak Besi | 2020 | 1 | Pembelian | STORAGE 4 SHELF RACK |  | 1,00 | 3.851.100,00 | RAK BIRU ORANGE GUDANG OBAT
1.3.2.05.01.04.003 | Rak Besi | 2020 | 2 | Pembelian | STORAGE 4 SHELF RACK |  | 1,00 | 3.851.100,00 | RAK BIRU ORANGE GUDANG OBAT
1.3.2.05.01.04.003 | Rak Besi | 2020 | 3 | Pembelian | STORAGE 4 SHELF RACK |  | 1,00 | 3.851.100,00 | RAK BIRU ORANGE GUDANG OBAT
1.3.2.05.01.04.003 | Rak Besi | 2020 | 4 | Pembelian | STORAGE 4 SHELF RACK |  | 1,00 | 3.851.100,00 | RAK BIRU ORANGE GUDANG OBAT
1.3.2.05.01.04.003 | Rak Besi | 2020 | 5 | Pembelian | STORAGE 4 SHELF RACK |  | 1,00 | 3.851.100,00 | RAK BIRU ORANGE GUDANG OBAT
1.3.2.05.01.04.003 | Rak Besi | 2020 | 6 | Pembelian | STORAGE 4 SHELF RACK |  | 1,00 | 3.851.100,00 | RAK BIRU ORANGE GUDANG OBAT
1.3.2.05.01.04.003 | Rak Besi | 2020 | 7 | Pembelian | STORAGE 4 SHELF RACK |  | 1,00 | 3.851.100,00 | RAK BIRU ORANGE GUDANG OBAT
1.3.2.05.01.04.003 | Rak Besi | 2020 | 8 | Pembelian | STORAGE 4 SHELF RACK |  | 1,00 | 3.851.100,00 | RAK BIRU ORANGE GUDANG OBAT
1.3.2.05.01.04.003 | Rak Besi | 2020 | 9 | Pembelian | STORAGE 4 SHELF RACK |  | 1,00 | 3.851.100,00 | RAK BIRU ORANGE GUDANG OBAT
1.3.2.05.01.04.003 | Rak Besi | 2020 | 10 | Pembelian | STORAGE 4 SHELF RACK |  | 1,00 | 3.851.100,00 | RAK BIRU ORANGE GUDANG OBAT
1.3.2.05.01.04.003 | Rak Besi | 2020 | 11 | Pembelian | STORAGE 4 SHELF RACK |  | 1,00 | 3.851.100,00 | RAK BIRU ORANGE GUDANG OBAT
1.3.2.05.01.04.003 | Rak Besi | 2020 | 12 | Pembelian | STORAGE 4 SHELF RACK |  | 1,00 | 3.851.100,00 | RAK BIRU ORANGE GUDANG OBAT
1.3.2.05.01.04.003 | Rak Besi | 2020 | 13 | Pembelian | STORAGE 4 SHELF RACK |  | 1,00 | 3.851.100,00 | RAK BIRU ORANGE GUDANG OBAT
1.3.2.05.01.04.003 | Rak Besi | 2020 | 14 | Pembelian | STORAGE 4 SHELF RACK |  | 1,00 | 3.851.100,00 | RAK BIRU ORANGE GUDANG OBAT
1.3.2.05.01.04.003 | Rak Besi | 2020 | 15 | Pembelian | STORAGE 4 SHELF RACK |  | 1,00 | 3.851.100,00 | RAK BIRU ORANGE GUDANG OBAT
1.3.2.05.01.04.003 | Rak Besi | 2020 | 16 | Pembelian | SHELVING STEEL 5 SHELF |  | 1,00 | 1.298.000,00 | RAK ABU2 GUDANG OBAT
1.3.2.05.01.04.003 | Rak Besi | 2020 | 17 | Pembelian | SHELVING STEEL 5 SHELF |  | 1,00 | 1.298.000,00 | RAK ABU2 GUDANG OBAT
1.3.2.05.01.04.003 | Rak Besi | 2020 | 18 | Pembelian | SHELVING STEEL 5 SHELF |  | 1,00 | 1.298.000,00 | RAK ABU2 GUDANG OBAT
1.3.2.05.01.04.003 | Rak Besi | 2020 | 19 | Pembelian | SHELVING STEEL 5 SHELF |  | 1,00 | 1.298.000,00 | RAK ABU2 GUDANG OBAT
1.3.2.05.01.04.003 | Rak Besi | 2020 | 20 | Pembelian | SHELVING STEEL 5 SHELF |  | 1,00 | 1.298.000,00 | RAK ABU2 GUDANG OBAT
1.3.2.05.01.04.003 | Rak Besi | 2020 | 21 | Pembelian | SHELVING STEEL 5 SHELF |  | 1,00 | 1.298.000,00 | RAK ABU2 GUDANG OBAT
1.3.2.05.01.04.003 | Rak Besi | 2020 | 22 | Pembelian | SHELVING STEEL 5 SHELF |  | 1,00 | 1.298.000,00 | RAK ABU2 GUDANG OBAT
1.3.2.05.01.04.003 | Rak Besi | 2020 | 23 | Pembelian | SHELVING STEEL 5 SHELF |  | 1,00 | 1.298.000,00 | RAK ABU2 GUDANG OBAT
1.3.2.05.01.04.003 | Rak Besi | 2020 | 28 | Pembelian |  |  | 0,00 | 1.700.000,00 | Rak Besi
1.3.2.05.01.04.003 | Rak Besi | 2020 | 29 | Pembelian |  |  | 0,00 | 1.700.000,00 | Rak Besi
1.3.2.05.01.04.003 | Rak Besi | 2020 | 30 | Pembelian |  |  | 0,00 | 1.700.000,00 | Rak Besi
1.3.2.05.01.04.004 | Rak Kayu | 2015 | 1 | Pembelian | Lokal |  | 1,00 | 990.000,00 | Rak Susun Serbaguna 9 Lubang
1.3.2.05.01.04.004 | Rak Kayu | 2015 | 2 | Pembelian | Lokal |  | 1,00 | 880.000,00 | Rak Susun Serbaguna 6 Lubang
1.3.2.05.01.04.005 | Filing Cabinet Besi | 2007 | 1 | Saldo |  | Baik | 1,00 | 1.440.000,00
1.3.2.05.01.04.005 | Filing Cabinet Besi | 2007 | 2 | Saldo |  | Baik | 1,00 | 1.440.000,00
1.3.2.05.01.04.005 | Filing Cabinet Besi | 2007 | 3 | Saldo |  | Baik | 1,00 | 1.440.000,00
1.3.2.05.01.04.005 | Filing Cabinet Besi | 2007 | 4 | Saldo |  | Baik | 1,00 | 1.440.000,00
1.3.2.05.01.04.005 | Filing Cabinet Besi | 2007 | 5 | Saldo |  | Baik | 1,00 | 1.440.000,00
1.3.2.05.01.04.005 | Filing Cabinet Besi | 2008 | 1 | Saldo |  | Baik | 1,00 | 1.980.000,00 | felling kabinet
1.3.2.05.01.04.005 | Filing Cabinet Besi | 2008 | 2 | Saldo |  | Baik | 1,00 | 1.980.000,00 | felling kabinet
1.3.2.05.01.04.005 | Filing Cabinet Besi | 2008 | 3 | Saldo |  | Baik | 1,00 | 1.980.000,00 | felling kabinet
1.3.2.05.01.04.005 | Filing Cabinet Besi | 2008 | 4 | Saldo |  | Baik | 1,00 | 1.980.000,00 | felling kabinet
1.3.2.05.01.04.005 | Filing Cabinet Besi | 2008 | 5 | Saldo |  | Baik | 1,00 | 1.980.000,00 | felling kabinet
1.3.2.05.01.04.005 | Filing Cabinet Besi | 2009 | 1 | Saldo |  | Baik | 1,00 | 2.150.000,00 | filling kabinet
1.3.2.05.01.04.005 | Filing Cabinet Besi | 2009 | 2 | Saldo |  | Baik | 1,00 | 2.150.000,00 | filling kabinet
1.3.2.05.01.04.005 | Filing Cabinet Besi | 2009 | 3 | Saldo |  | Baik | 1,00 | 2.150.000,00 | filling kabinet
1.3.2.05.01.04.005 | Filing Cabinet Besi | 2009 | 4 | Saldo |  | Baik | 1,00 | 2.150.000,00 | filling kabinet
1.3.2.05.01.04.005 | Filing Cabinet Besi | 2009 | 5 | Saldo |  | Baik | 1,00 | 2.150.000,00 | filling kabinet
1.3.2.05.01.04.005 | Filing Cabinet Besi | 2009 | 6 | Saldo |  | Baik | 1,00 | 2.150.000,00 | filling kabinet
1.3.2.05.01.04.005 | Filing Cabinet Besi | 2009 | 7 | Saldo |  | Baik | 1,00 | 2.150.000,00 | filling kabinet
1.3.2.05.01.04.005 | Filing Cabinet Besi | 2009 | 8 | Saldo |  | Baik | 1,00 | 2.150.000,00 | filling kabinet
1.3.2.05.01.04.005 | Filing Cabinet Besi | 2012 | 1 | Saldo |  | Baik | 1,00 | 4.678.148,75 | Filling cabinet 4 Locis
1.3.2.05.01.04.005 | Filing Cabinet Besi | 2015 | 1 | Pembelian | MODERA |  | 1,00 | 3.285.681,00 | Filling Kabinet
1.3.2.05.01.04.005 | Filing Cabinet Besi | 2015 | 2 | Pembelian | MODERA |  | 1,00 | 3.285.681,00 | Filling Kabinet
1.3.2.05.01.04.005 | Filing Cabinet Besi | 2015 | 3 | Pembelian | MODERA |  | 1,00 | 3.285.681,00 | Filling Kabinet
1.3.2.05.01.04.005 | Filing Cabinet Besi | 2015 | 4 | Pembelian | MODERA |  | 1,00 | 3.285.681,00 | Filling Kabinet
1.3.2.05.01.04.005 | Filing Cabinet Besi | 2016 | 1 | Pembelian | BROTHER |  | 1,00 | 1.980.000,00 | FILLING CABINET
1.3.2.05.01.04.005 | Filing Cabinet Besi | 2018 | 1 | Pembelian | LION |  | 1,00 | 2.640.000,00 | FILLING CABINET 4 LACI 18052018 BAMBANG IRAWAN
1.3.2.05.01.04.008 | Peti Uang/Cash Box/Coin Box | 2015 | 1 | Pembelian | DAICHIBAN |  | 1,00 | 9.400.000,00 | Brangkas Uang
1.3.2.05.01.04.015 | Locker | 2015 | 1 | Pembelian | FRONTLINE |  | 1,00 | 1.553.181,00 | Locker Rawat Inap
1.3.2.05.01.04.015 | Locker | 2015 | 2 | Pembelian | FRONTLINE |  | 1,00 | 1.553.181,00 | Locker Rawat Inap
1.3.2.05.01.04.015 | Locker | 2015 | 3 | Pembelian | FRONTLINE |  | 1,00 | 1.553.181,00 | Locker Rawat Inap
1.3.2.05.01.04.015 | Locker | 2015 | 4 | Pembelian | FRONTLINE |  | 1,00 | 1.553.181,00 | Locker Rawat Inap
1.3.2.05.01.04.015 | Locker | 2015 | 5 | Pembelian | FRONTLINE |  | 1,00 | 1.553.181,00 | Locker Rawat Inap
1.3.2.05.01.04.015 | Locker | 2015 | 6 | Pembelian | FRONTLINE |  | 1,00 | 1.553.199,00 | Locker Rawat Inap
1.3.2.05.01.04.015 | Locker | 2016 | 1 | Pembelian | BROTHER |  | 1,00 | 1.749.000,00 | LOKER 5 PINTU
1.3.2.05.01.04.015 | Locker | 2016 | 2 | Pembelian | BROTHER |  | 1,00 | 1.749.000,00 | LOKER 5 PINTU
1.3.2.05.01.04.015 | Locker | 2016 | 3 | Pembelian | BROTHER |  | 1,00 | 1.749.000,00 | LOKER 5 PINTU
1.3.2.05.01.04.015 | Locker | 2016 | 4 | Pembelian | BROTHER |  | 1,00 | 1.749.000,00 | LOKER 5 PINTU
1.3.2.05.01.04.015 | Locker | 2016 | 5 | Pembelian | BROTHER |  | 1,00 | 1.749.000,00 | LOKER 5 PINTU
1.3.2.05.01.04.015 | Locker | 2016 | 6 | Pembelian | BROTHER |  | 1,00 | 1.749.000,00 | LOKER 5 PINTU
1.3.2.05.01.04.015 | Locker | 2016 | 7 | Pembelian | BROTHER |  | 1,00 | 1.749.000,00 | LOKER 5 PINTU
1.3.2.05.01.04.027 | Lemari Kaca | 2009 | 1 | Saldo |  | Baik | 1,00 | 5.790.000,00 | almari instument
1.3.2.05.01.04.027 | Lemari Kaca | 2009 | 2 | Saldo |  | Baik | 1,00 | 5.790.000,00 | almari instument
1.3.2.05.01.04.027 | Lemari Kaca | 2009 | 3 | Saldo |  | Baik | 1,00 | 5.790.000,00 | almari instument
1.3.2.05.01.04.027 | Lemari Kaca | 2009 | 4 | Saldo |  | Baik | 1,00 | 5.790.000,00 | almari instument
1.3.2.05.01.04.027 | Lemari Kaca | 2012 | 1 | Saldo |  | Baik | 1,00 | 3.197.272,00 | Lemari kaca sliding 2 pintu
1.3.2.05.01.04.027 | Lemari Kaca | 2012 | 2 | Saldo |  | Baik | 1,00 | 3.197.272,00 | Lemari kaca sliding 2 pintu
1.3.2.05.01.04.027 | Lemari Kaca | 2012 | 3 | Saldo |  | Baik | 1,00 | 3.197.272,00 | Lemari kaca sliding 2 pintu
1.3.2.05.01.04.027 | Lemari Kaca | 2015 | 1 | Pembelian | Lokal |  | 1,00 | 2.543.181,00 | Lemari Kaca 2 Pintu
1.3.2.05.01.04.027 | Lemari Kaca | 2015 | 2 | Pembelian | Lokal |  | 1,00 | 2.543.181,00 | Lemari Kaca 2 Pintu
1.3.2.05.01.04.027 | Lemari Kaca | 2015 | 3 | Pembelian | Lokal |  | 1,00 | 2.543.181,00 | Lemari Kaca 2 Pintu
1.3.2.05.01.04.027 | Lemari Kaca | 2015 | 4 | Pembelian | Lokal |  | 1,00 | 2.543.181,00 | Lemari Kaca 2 Pintu
1.3.2.05.01.04.027 | Lemari Kaca | 2015 | 5 | Pembelian | Lokal |  | 1,00 | 2.543.181,00 | Lemari Kaca 2 Pintu
1.3.2.05.01.04.027 | Lemari Kaca | 2015 | 6 | Pembelian | lokal |  | 1,00 | 1.100.000,00 | Lemari Kaca Alat Sound System
1.3.2.05.01.04.027 | Lemari Kaca | 2016 | 1 | Pembelian | PROSPEK |  | 1,00 | 3.234.000,00 | LEMARI KACA OBAT
1.3.2.05.01.04.027 | Lemari Kaca | 2016 | 2 | Pembelian | PROSPEK |  | 1,00 | 3.234.000,00 | LEMARI KACA OBAT
1.3.2.05.01.04.027 | Lemari Kaca | 2016 | 3 | Pembelian | PROSPEK |  | 1,00 | 3.234.000,00 | LEMARI KACA OBAT
1.3.2.05.01.04.027 | Lemari Kaca | 2020 | 1 | Pembelian |  |  | 1,00 | 2.986.500,00 | Lemari Kaca
1.3.2.05.01.04.027 | Lemari Kaca | 2020 | 2 | Pembelian |  |  | 1,00 | 2.986.500,00 | Lemari Kaca
1.3.2.05.01.04.027 | Lemari Kaca | 2020 | 3 | Pembelian |  |  | 1,00 | 2.986.500,00 | Lemari Kaca
1.3.2.05.01.04.027 | Lemari Kaca | 2021 | 1 | BLUD | LOKAL | Baik | 1,00 | 1.500.000,00 | LEMARI KACA
1.3.2.05.01.04.027 | Lemari Kaca | 2021 | 2 | BLUD | LOKAL | Baik | 1,00 | 1.500.000,00 | LEMARI KACA
1.3.2.05.01.04.027 | Lemari Kaca | 2021 | 3 | BLUD | LOKAL | Baik | 1,00 | 1.500.000,00 | LEMARI KACA
1.3.2.05.01.04.027 | Lemari Kaca | 2021 | 4 | BLUD | LOKAL | Baik | 1,00 | 1.500.000,00 | LEMARI KACA
1.3.2.05.01.04.027 | Lemari Kaca | 2021 | 5 | BLUD | LOKAL | Baik | 1,00 | 1.500.000,00 | LEMARI KACA
1.3.2.05.01.04.028 | Lemari Makan | 2006 | 2917 | Saldo |  | Baik | 1,00 | 500.000,00
1.3.2.05.01.04.028 | Lemari Makan | 2007 | 1 | Saldo |  | Baik | 1,00 | 2.250.000,00
1.3.2.05.01.04.028 | Lemari Makan | 2007 | 2 | Saldo |  | Baik | 1,00 | 2.250.000,00
1.3.2.05.01.04.028 | Lemari Makan | 2007 | 3 | Saldo |  | Baik | 1,00 | 2.250.000,00
1.3.2.05.01.04.028 | Lemari Makan | 2007 | 4 | Saldo |  | Baik | 1,00 | 1.097.000,00 | rak piring alumunium
1.3.2.05.01.04.028 | Lemari Makan | 2018 | 1 | Pembelian | LOKAL |  | 1,00 | 990.000,00 | RUMAH DINAS DOKTER PENYAKIT DALAM ( R. DINS DIREKTURE )
1.3.2.05.01.04.032 | Rak TV | 2005 | 2918 | Saldo |  | Baik | 1,00 | 600.000,00
1.3.2.05.01.04.032 | Rak TV | 2005 | 2919 | Saldo |  | Baik | 1,00 | 600.000,00
1.3.2.05.01.04.032 | Rak TV | 2010 | 1 | Saldo |  | Baik | 1,00 | 3.700.000,00
1.3.2.05.01.04.032 | Rak TV | 2010 | 2 | Saldo |  | Baik | 1,00 | 3.700.000,00
1.3.2.05.01.04.032 | Rak TV | 2018 | 1 | Pembelian | LOKAL |  | 1,00 | 3.850.000,00 | BLUD LEMARI KACA 3 PINTU 18052018 BAMBANG IRAWAN
1.3.2.05.01.04.032 | Rak TV | 2018 | 2 | Pembelian | LOKAL |  | 1,00 | 3.850.000,00 | BLUD LEMARI KACA 3 PINTU 18052018 BAMBANG IRAWAN
1.3.2.05.01.04.032 | Rak TV | 2018 | 3 | Pembelian | LOKAL |  | 1,00 | 3.850.000,00 | BLUD LEMARI KACA 3 PINTU 18052018 BAMBANG IRAWAN
1.3.2.05.01.04.032 | Rak TV | 2018 | 4 | Pembelian | LOKAL |  | 1,00 | 3.850.000,00 | BLUD LEMARI KACA 3 PINTU 18052018 BAMBANG IRAWAN
1.3.2.05.01.04.032 | Rak TV | 2018 | 5 | Pembelian | LOKAL |  | 1,00 | 3.850.000,00 | BLUD LEMARI KACA 3 PINTU 18052018 BAMBANG IRAWAN
1.3.2.05.01.04.032 | Rak TV | 2018 | 6 | Pembelian | LOKAL |  | 1,00 | 3.850.000,00 | BLUD LEMARI KACA 3 PINTU 18052018 BAMBANG IRAWAN
1.3.2.05.01.04.032 | Rak TV | 2018 | 7 | Pembelian | LOKAL |  | 1,00 | 3.850.000,00 | BLUD LEMARI KACA 3 PINTU 18052018 BAMBANG IRAWAN
1.3.2.05.01.04.032 | Rak TV | 2018 | 8 | Pembelian | LOKAL |  | 1,00 | 3.850.000,00 | BLUD LEMARI KACA 3 PINTU 18052018 BAMBANG IRAWAN
1.3.2.05.01.04.032 | Rak TV | 2018 | 9 | Pembelian | LOKAL |  | 1,00 | 3.850.000,00 | BLUD LEMARI KACA 3 PINTU 18052018 BAMBANG IRAWAN
1.3.2.05.01.04.032 | Rak TV | 2018 | 10 | Pembelian | LOKAL |  | 1,00 | 3.850.000,00 | BLUD LEMARI KACA 3 PINTU 18052018 BAMBANG IRAWAN
1.3.2.05.01.04.032 | Rak TV | 2018 | 11 | Pembelian | LOKAL |  | 1,00 | 2.200.000,00 | BLUD LEMARI KACA 2 PINTU 18052018 BAMBANG IRAWAN
1.3.2.05.01.04.032 | Rak TV | 2018 | 12 | Pembelian | LOKAL |  | 1,00 | 2.200.000,00 | BLUD LEMARI KACA 2 PINTU 18052018 BAMBANG IRAWAN
1.3.2.05.01.05.002 | CCTV - Camera Control Television System | 2012 | 5 | Saldo |  | Baik | 1,00 | 2.794.000,00 | Stavol 5000 W
1.3.2.05.01.05.002 | CCTV - Camera Control Television System | 2016 | 1 | Pembelian | EDGE |  | 1,00 | 20.691.000,00 | CCTV 8 CHANNEL
1.3.2.05.01.05.002 | CCTV - Camera Control Television System | 2021 | 1 | Pembelian | CCTV ( DVR HILOOK HDD 1 TB KABEL DAN KONEKTOR | Baik | 1,00 | 8.100.000,00 | CCTV ( DVR HILOOK HDD 1 TB KABEL DAN KONEKTOR
1.3.2.05.01.05.002 | CCTV - Camera Control Television System | 2021 | 2 | Pembelian | CCTV ( DVR HILOOK HDD 1 TB KABEL DAN KONEKTOR | Baik | 1,00 | 8.100.000,00 | CCTV ( DVR HILOOK HDD 1 TB KABEL DAN KONEKTOR
1.3.2.05.01.05.003 | Papan Visual/Papan Nama | 2012 | 1 | Saldo |  | Baik | 1,00 | 2.047.031,25 | Ornamen
1.3.2.05.01.05.005 | White Board | 2008 | 1 | Saldo |  | Baik | 1,00 | 985.000,00 | whiteboard4
1.3.2.05.01.05.005 | White Board | 2008 | 2 | Saldo |  | Baik | 1,00 | 985.000,00 | whiteboard4
1.3.2.05.01.05.005 | White Board | 2008 | 3 | Saldo |  | Baik | 1,00 | 985.000,00 | whiteboard4
1.3.2.05.01.05.005 | White Board | 2008 | 4 | Saldo |  | Baik | 1,00 | 985.000,00 | whiteboard4
1.3.2.05.01.05.005 | White Board | 2012 | 1 | Saldo |  | Baik | 1,00 | 1.527.272,00 | White Board Besar Beroda
1.3.2.05.01.05.012 | Mesin Absensi | 2011 | 1 | Saldo |  | Baik | 1,00 | 9.300.000,00 | Mesin Absensi
1.3.2.05.01.05.012 | Mesin Absensi | 2015 | 1 | Pembelian | SOLUTION |  | 1,00 | 5.280.000,00 | Mesin Absensi
1.3.2.05.01.05.012 | Mesin Absensi | 2015 | 2 | Pembelian | SOLUTION |  | 1,00 | 5.280.000,00 | Mesin Absensi
1.3.2.05.01.05.012 | Mesin Absensi | 2015 | 3 | Pembelian | SOLUTION |  | 1,00 | 5.280.000,00 | Mesin Absensi
1.3.2.05.01.05.012 | Mesin Absensi | 2017 | 1 | Pembelian | - |  | 1,00 | 5.500.000,00 | MESIN ABSENSI PERAWAT ( IGD )
1.3.2.05.01.05.012 | Mesin Absensi | 2019 | 1 | Pembelian |  | Baik | 0,00 | 2.640.000,00 | MESIN ABSENSI
1.3.2.05.01.05.012 | Mesin Absensi | 2019 | 2 | Pembelian |  | Baik | 0,00 | 2.640.000,00 | MESIN ABSENSI
1.3.2.05.01.05.012 | Mesin Absensi | 2019 | 3 | Pembelian |  | Baik | 0,00 | 2.640.000,00 | MESIN ABSENSI
1.3.2.05.01.05.022 | Alat Pencetak Label | 2014 | 1 | Saldo |  | Baik | 1,00 | 3.355.000,00 | Pencetak ID card
1.3.2.05.01.05.040 | Penangkal Petir | 2013 | 8 | Saldo |  | Baik | 1,00 | 1.658.823,00 | Stabilizer OKI 5000 W
1.3.2.05.01.05.043 | LCD Projector/Infocus | 2019 | 1 | Pembelian |  | Baik | 0,00 | 5.940.000,00 | INFOCUS
1.3.2.05.01.05.043 | LCD Projector/Infocus | 2020 | 1 | Pembelian |  |  | 1,00 | 6.160.000,00 | Proyektor Benq MS 527
1.3.2.05.01.05.044 | Flip Chart | 2012 | 1 | Saldo |  | Baik | 1,00 | 707.296,00 | Flipchart
1.3.2.05.01.05.075 | Mesin Antrian | 2012 | 1 | Saldo |  | Baik | 1,00 | 889.776,25 | Elektrik no.Tunggu/AntriAN
1.3.2.05.01.05.075 | Mesin Antrian | 2012 | 4 | Saldo |  | Baik | 1,00 | 957.000,00 | Stavol 1000 W
1.3.2.05.01.05.075 | Mesin Antrian | 2018 | 1 | Pembelian | SOFTWARE SERVER FOR QUEUE SYSTEM |  | 1,00 | 69.575.000,00 | MESIN ANTRIAN 18052018 BAMBANG IRAWAN
1.3.2.05.01.05.076 | Papan Nama Instansi | 2009 | 1 | Saldo |  | Baik | 1,00 | 24.604.000,00 | papan penunjuk ruangan
1.3.2.05.01.05.076 | Papan Nama Instansi | 2012 | 1 | Saldo |  | Baik | 1,00 | 2.477.272,00 | Papan Penunjuk Arah RS
1.3.2.05.01.05.076 | Papan Nama Instansi | 2012 | 2 | Saldo |  | Baik | 1,00 | 2.477.272,00 | Papan Penunjuk Arah RS
1.3.2.05.01.05.077 | Papan Pengumuman | 2012 | 1 | Saldo |  | Baik | 1,00 | 3.397.272,00 | Papan Pengumuman Nama Dokter
1.3.2.05.01.05.077 | Papan Pengumuman | 2020 | 1 | Pembelian |  |  | 1,00 | 988.350,00 | PAPAN PENGUMUMAN ACRILIC
1.3.2.05.01.05.077 | Papan Pengumuman | 2020 | 2 | Pembelian |  |  | 1,00 | 988.350,00 | PAPAN PENGUMUMAN ACRILIC
1.3.2.05.01.05.077 | Papan Pengumuman | 2020 | 3 | Pembelian |  |  | 1,00 | 988.350,00 | PAPAN PENGUMUMAN ACRILIC
1.3.2.05.01.05.077 | Papan Pengumuman | 2020 | 4 | Pembelian |  |  | 1,00 | 988.350,00 | PAPAN PENGUMUMAN ACRILIC
1.3.2.05.01.05.077 | Papan Pengumuman | 2020 | 5 | Pembelian |  |  | 1,00 | 988.350,00 | PAPAN PENGUMUMAN ACRILIC
1.3.2.05.01.05.077 | Papan Pengumuman | 2020 | 6 | Pembelian |  |  | 1,00 | 988.350,00 | PAPAN PENGUMUMAN ACRILIC
1.3.2.05.01.05.077 | Papan Pengumuman | 2020 | 7 | Pembelian |  |  | 1,00 | 988.350,00 | PAPAN PENGUMUMAN ACRILIC
1.3.2.05.01.05.077 | Papan Pengumuman | 2020 | 8 | Pembelian |  |  | 1,00 | 988.350,00 | PAPAN PENGUMUMAN ACRILIC
1.3.2.05.01.05.077 | Papan Pengumuman | 2020 | 9 | Pembelian |  |  | 1,00 | 988.350,00 | PAPAN PENGUMUMAN ACRILIC
1.3.2.05.01.05.077 | Papan Pengumuman | 2020 | 10 | Pembelian |  |  | 1,00 | 988.350,00 | PAPAN PENGUMUMAN ACRILIC
1.3.2.05.01.05.077 | Papan Pengumuman | 2020 | 11 | Pembelian |  |  | 1,00 | 988.350,00 | PAPAN PENGUMUMAN ACRILIC
1.3.2.05.01.05.077 | Papan Pengumuman | 2020 | 12 | Pembelian |  |  | 1,00 | 988.350,00 | PAPAN PENGUMUMAN ACRILIC
1.3.2.05.01.05.077 | Papan Pengumuman | 2020 | 13 | Pembelian |  |  | 1,00 | 988.350,00 | PAPAN PENGUMUMAN ACRILIC
1.3.2.05.01.05.077 | Papan Pengumuman | 2020 | 14 | Pembelian |  |  | 1,00 | 988.350,00 | PAPAN PENGUMUMAN ACRILIC
1.3.2.05.01.05.077 | Papan Pengumuman | 2020 | 15 | Pembelian |  |  | 1,00 | 988.350,00 | PAPAN PENGUMUMAN ACRILIC
1.3.2.05.01.05.077 | Papan Pengumuman | 2020 | 16 | Pembelian |  |  | 1,00 | 988.350,00 | PAPAN PENGUMUMAN ACRILIC
1.3.2.05.01.05.077 | Papan Pengumuman | 2020 | 17 | Pembelian |  |  | 1,00 | 988.350,00 | PAPAN PENGUMUMAN ACRILIC
1.3.2.05.01.05.077 | Papan Pengumuman | 2020 | 18 | Pembelian |  |  | 1,00 | 988.350,00 | PAPAN PENGUMUMAN ACRILIC
1.3.2.05.01.05.077 | Papan Pengumuman | 2020 | 19 | Pembelian |  |  | 1,00 | 988.350,00 | PAPAN PENGUMUMAN ACRILIC
1.3.2.05.01.05.077 | Papan Pengumuman | 2020 | 20 | Pembelian |  |  | 1,00 | 988.350,00 | PAPAN PENGUMUMAN ACRILIC
1.3.2.05.01.05.094 | Rollbinner | 2013 | 10 | Saldo |  | Baik | 1,00 | 1.658.832,00 | Stabilizer OKI 5000 W
1.3.2.05.01.05.099 | Papan Billboard | 2010 | 1 | Saldo |  | Baik | 1,00 | 34.000.000,00 | NEON BOOK ( PAPAN NAMA RSUD)
1.3.2.05.01.05.099 | Papan Billboard | 2013 | 9 | Saldo |  | Baik | 1,00 | 1.658.823,00 | Stabilizer OKI 5000 W
1.3.2.05.01.05.104 | Uninterruptible Power Supply (UPS) | 2011 | 1 | Saldo |  | Baik | 1,00 | 650.000,00 | UPS 650 VA
1.3.2.05.01.05.104 | Uninterruptible Power Supply (UPS) | 2011 | 2 | Saldo |  | Baik | 1,00 | 650.000,00 | UPS 650 VA
1.3.2.05.01.05.104 | Uninterruptible Power Supply (UPS) | 2011 | 3 | Saldo |  | Baik | 1,00 | 650.000,00 | UPS 650 VA
1.3.2.05.01.05.104 | Uninterruptible Power Supply (UPS) | 2012 | 1 | Saldo |  | Baik | 1,00 | 990.000,00 | UPS 600 W
1.3.2.05.01.05.104 | Uninterruptible Power Supply (UPS) | 2012 | 2 | Saldo |  | Baik | 1,00 | 990.000,00 | UPS 600 W
1.3.2.05.01.05.104 | Uninterruptible Power Supply (UPS) | 2012 | 3 | Saldo |  | Baik | 1,00 | 1.496.000,00 | UPS 1200 W
1.3.2.05.01.05.104 | Uninterruptible Power Supply (UPS) | 2012 | 4 | Saldo |  | Baik | 1,00 | 1.496.000,00 | UPS 1200 W
1.3.2.05.01.05.104 | Uninterruptible Power Supply (UPS) | 2012 | 5 | Saldo |  | Baik | 1,00 | 7.898.000,00 | UPS 4000 W
1.3.2.05.01.05.104 | Uninterruptible Power Supply (UPS) | 2013 | 1 | Saldo |  | Baik | 1,00 | 966.323,00 | UPS 600 VA ICA
1.3.2.05.01.05.104 | Uninterruptible Power Supply (UPS) | 2013 | 2 | Saldo |  | Baik | 1,00 | 966.323,00 | UPS 600 VA ICA
1.3.2.05.01.05.104 | Uninterruptible Power Supply (UPS) | 2013 | 3 | Saldo |  | Baik | 1,00 | 966.323,00 | UPS 600 VA ICA
1.3.2.05.01.05.104 | Uninterruptible Power Supply (UPS) | 2013 | 4 | Saldo |  | Baik | 1,00 | 1.558.823,00 | UPS 1200 VA ICA
1.3.2.05.01.05.104 | Uninterruptible Power Supply (UPS) | 2013 | 5 | Saldo |  | Baik | 1,00 | 1.558.823,00 | UPS 1200 VA ICA
1.3.2.05.01.05.104 | Uninterruptible Power Supply (UPS) | 2013 | 6 | Saldo |  | Baik | 1,00 | 1.558.823,00 | UPS 1200 VA ICA
1.3.2.05.01.05.104 | Uninterruptible Power Supply (UPS) | 2013 | 7 | Saldo |  | Baik | 1,00 | 1.558.823,00 | UPS 1200 VA ICA
1.3.2.05.01.05.104 | Uninterruptible Power Supply (UPS) | 2017 | 8 | Saldo |  | Baik | 1,00 | 1.925.000,00 | UPS SIM RS
1.3.2.05.01.05.104 | Uninterruptible Power Supply (UPS) | 2019 | 1 | Pembelian |  | Baik | 0,00 | 6.185.000,00 | UPS SIM RS
1.3.2.05.01.05.104 | Uninterruptible Power Supply (UPS) | 2021 | 1 | Pembelian | UPS UID 300L 30 KVA | Baik | 1,00 | 249.000.000,00 | UPS UID 300L 30 KVA
1.3.2.05.01.05.105 | Automatic Voltage Regulator (AVR)/ Stabilisator | 2012 | 3 | Saldo |  | Baik | 1,00 | 957.000,00 | Stavol 1000 W
1.3.2.05.01.05.105 | Automatic Voltage Regulator (AVR)/ Stabilisator | 2020 | 1 | Pembelian |  |  | 1,00 | 1.700.000,00 | Stailizer 3000 N
1.3.2.05.01.05.105 | Automatic Voltage Regulator (AVR)/ Stabilisator | 2021 | 1 | BLUD | LOKAL | Baik | 1,00 | 950.000,00 | STAVOL
1.3.2.05.01.05.108 | Finger Scan | 2019 | 1 | Pembelian |  | Baik | 0,00 | 2.090.000,00 | FINGER PRINT SOLUTION ARE U 4500
1.3.2.05.01.05.108 | Finger Scan | 2019 | 2 | Pembelian |  | Baik | 0,00 | 2.090.000,00 | FINGER PRINT SOLUTION ARE U 4500
1.3.2.05.01.05.108 | Finger Scan | 2019 | 3 | Pembelian |  | Baik | 0,00 | 4.840.000,00 | FINGER LOCK RUANG RM
1.3.2.05.01.05.118 | Pallet Obat | 2015 | 1 | Pembelian | Lokal |  | 1,00 | 2.200.000,00 | Perosotan Anak-anak
1.3.2.05.02.01.001 | Meja Kerja Besi/Metal | 2009 | 1 | Saldo |  | Baik | 1,00 | 3.737.000,00 | meja instument
1.3.2.05.02.01.001 | Meja Kerja Besi/Metal | 2009 | 2 | Saldo |  | Baik | 1,00 | 3.737.000,00 | meja instument
1.3.2.05.02.01.001 | Meja Kerja Besi/Metal | 2009 | 3 | Saldo |  | Baik | 1,00 | 3.737.000,00 | meja instument
1.3.2.05.02.01.001 | Meja Kerja Besi/Metal | 2017 | 1 | Pembelian | LOKAL |  | 1,00 | 715.000,00 | MEJA STERIKA LAUNDRY 15/06/2017
1.3.2.05.02.01.002 | Meja Kerja Kayu | 2019 | 1 | Pembelian |  | Baik | 0,00 | 800.000,00 | Reklas MEJA PREPARASI FARMASI
1.3.2.05.02.01.002 | Meja Kerja Kayu | 2019 | 2 | Pembelian |  | Baik | 0,00 | 800.000,00 | Reklas MEJA PREPARASI FARMASI
1.3.2.05.02.01.003 | Kursi Besi/Metal | 2012 | 17 | Saldo |  | Baik | 1,00 | 3.411.718,75 | Kursi Tunggu 4 sheet
1.3.2.05.02.01.003 | Kursi Besi/Metal | 2012 | 18 | Saldo |  | Baik | 1,00 | 3.411.718,75 | Kursi Tunggu 4 sheet
1.3.2.05.02.01.003 | Kursi Besi/Metal | 2014 | 6 | Saldo |  | Baik | 1,00 | 500.000,00 | Kursi Besi Poliklinik
1.3.2.05.02.01.003 | Kursi Besi/Metal | 2014 | 7 | Saldo |  | Baik | 1,00 | 500.000,00 | Kursi Besi Poliklinik
1.3.2.05.02.01.003 | Kursi Besi/Metal | 2014 | 8 | Saldo |  | Baik | 1,00 | 500.000,00 | Kursi Besi Poliklinik
1.3.2.05.02.01.003 | Kursi Besi/Metal | 2014 | 9 | Saldo |  | Baik | 1,00 | 500.000,00 | Kursi Besi Poliklinik
1.3.2.05.02.01.003 | Kursi Besi/Metal | 2014 | 10 | Saldo |  | Baik | 1,00 | 500.000,00 | Kursi Besi Poliklinik
1.3.2.05.02.01.003 | Kursi Besi/Metal | 2014 | 11 | Saldo |  | Baik | 1,00 | 500.000,00 | Kursi Besi Poliklinik
1.3.2.05.02.01.003 | Kursi Besi/Metal | 2014 | 12 | Saldo |  | Baik | 1,00 | 500.000,00 | Kursi Besi Poliklinik
1.3.2.05.02.01.003 | Kursi Besi/Metal | 2015 | 1 | Pembelian | INDACHI |  | 1,00 | 2.721.000,00 | Kursi Tunggu Pasien
1.3.2.05.02.01.003 | Kursi Besi/Metal | 2015 | 2 | Pembelian | INDACHI |  | 1,00 | 2.721.000,00 | Kursi Tunggu Pasien
1.3.2.05.02.01.003 | Kursi Besi/Metal | 2015 | 3 | Pembelian | INDACHI |  | 1,00 | 2.721.000,00 | Kursi Tunggu Pasien
1.3.2.05.02.01.003 | Kursi Besi/Metal | 2015 | 4 | Pembelian | INDACHI |  | 1,00 | 2.721.000,00 | Kursi Tunggu Pasien
1.3.2.05.02.01.003 | Kursi Besi/Metal | 2015 | 5 | Pembelian | INDACHI |  | 1,00 | 2.721.000,00 | Kursi Tunggu Pasien
1.3.2.05.02.01.003 | Kursi Besi/Metal | 2015 | 6 | Pembelian | INDACHI |  | 1,00 | 2.721.000,00 | Kursi Tunggu Pasien
1.3.2.05.02.01.003 | Kursi Besi/Metal | 2015 | 7 | Pembelian | INDACHI |  | 1,00 | 2.721.000,00 | Kursi Tunggu Pasien
1.3.2.05.02.01.003 | Kursi Besi/Metal | 2015 | 8 | Pembelian | INDACHI |  | 1,00 | 2.721.000,00 | Kursi Tunggu Pasien
1.3.2.05.02.01.003 | Kursi Besi/Metal | 2015 | 9 | Pembelian | INDACHI |  | 1,00 | 2.721.000,00 | Kursi Tunggu Pasien
1.3.2.05.02.01.003 | Kursi Besi/Metal | 2015 | 10 | Pembelian | INDACHI |  | 1,00 | 2.721.000,00 | Kursi Tunggu Pasien
1.3.2.05.02.01.003 | Kursi Besi/Metal | 2015 | 11 | Pembelian | FUTURA |  | 1,00 | 616.500,00 | Kursi Kerja
1.3.2.05.02.01.003 | Kursi Besi/Metal | 2015 | 12 | Pembelian | FUTURA |  | 1,00 | 616.500,00 | Kursi Kerja
1.3.2.05.02.01.003 | Kursi Besi/Metal | 2015 | 13 | Pembelian | FUTURA |  | 1,00 | 616.500,00 | Kursi Kerja
1.3.2.05.02.01.003 | Kursi Besi/Metal | 2015 | 14 | Pembelian | FUTURA |  | 1,00 | 616.500,00 | Kursi Kerja
1.3.2.05.02.01.003 | Kursi Besi/Metal | 2015 | 15 | Pembelian | FUTURA |  | 1,00 | 616.500,00 | Kursi Kerja
1.3.2.05.02.01.003 | Kursi Besi/Metal | 2015 | 16 | Pembelian | FUTURA |  | 1,00 | 616.500,00 | Kursi Kerja
1.3.2.05.02.01.003 | Kursi Besi/Metal | 2015 | 17 | Pembelian | FUTURA |  | 1,00 | 616.500,00 | Kursi Kerja
1.3.2.05.02.01.003 | Kursi Besi/Metal | 2015 | 18 | Pembelian | FUTURA |  | 1,00 | 616.500,00 | Kursi Kerja
1.3.2.05.02.01.003 | Kursi Besi/Metal | 2015 | 19 | Pembelian | FUTURA |  | 1,00 | 616.500,00 | Kursi Kerja
1.3.2.05.02.01.003 | Kursi Besi/Metal | 2015 | 20 | Pembelian | FUTURA |  | 1,00 | 616.500,00 | Kursi Kerja
1.3.2.05.02.01.003 | Kursi Besi/Metal | 2015 | 21 | Pembelian | FUTURA |  | 1,00 | 616.500,00 | Kursi Rapat
1.3.2.05.02.01.003 | Kursi Besi/Metal | 2015 | 22 | Pembelian | FUTURA |  | 1,00 | 616.500,00 | Kursi Rapat
1.3.2.05.02.01.003 | Kursi Besi/Metal | 2015 | 23 | Pembelian | FUTURA |  | 1,00 | 616.500,00 | Kursi Rapat
1.3.2.05.02.01.003 | Kursi Besi/Metal | 2015 | 24 | Pembelian | FUTURA |  | 1,00 | 616.500,00 | Kursi Rapat
1.3.2.05.02.01.003 | Kursi Besi/Metal | 2015 | 25 | Pembelian | FUTURA |  | 1,00 | 616.500,00 | Kursi Rapat
1.3.2.05.02.01.003 | Kursi Besi/Metal | 2015 | 26 | Pembelian | FUTURA |  | 1,00 | 616.500,00 | Kursi Rapat
1.3.2.05.02.01.003 | Kursi Besi/Metal | 2015 | 27 | Pembelian | FUTURA |  | 1,00 | 616.500,00 | Kursi Rapat
1.3.2.05.02.01.003 | Kursi Besi/Metal | 2015 | 28 | Pembelian | FUTURA |  | 1,00 | 616.500,00 | Kursi Rapat
1.3.2.05.02.01.003 | Kursi Besi/Metal | 2015 | 29 | Pembelian | FUTURA |  | 1,00 | 616.500,00 | Kursi Rapat
1.3.2.05.02.01.003 | Kursi Besi/Metal | 2015 | 30 | Pembelian | FUTURA |  | 1,00 | 616.500,00 | Kursi Rapat
1.3.2.05.02.01.003 | Kursi Besi/Metal | 2015 | 31 | Pembelian | FUTURA |  | 1,00 | 616.500,00 | Kursi Rapat
1.3.2.05.02.01.003 | Kursi Besi/Metal | 2015 | 32 | Pembelian | FUTURA |  | 1,00 | 616.500,00 | Kursi Rapat
1.3.2.05.02.01.003 | Kursi Besi/Metal | 2015 | 33 | Pembelian | FUTURA |  | 1,00 | 616.500,00 | Kursi Rapat
1.3.2.05.02.01.003 | Kursi Besi/Metal | 2015 | 34 | Pembelian | FUTURA |  | 1,00 | 616.500,00 | Kursi Rapat
1.3.2.05.02.01.003 | Kursi Besi/Metal | 2015 | 35 | Pembelian | FUTURA |  | 1,00 | 616.500,00 | Kursi Rapat
1.3.2.05.02.01.003 | Kursi Besi/Metal | 2015 | 36 | Pembelian | FUTURA |  | 1,00 | 616.500,00 | Kursi Rapat
1.3.2.05.02.01.003 | Kursi Besi/Metal | 2015 | 37 | Pembelian | FUTURA |  | 1,00 | 616.500,00 | Kursi Rapat
1.3.2.05.02.01.003 | Kursi Besi/Metal | 2015 | 38 | Pembelian | FUTURA |  | 1,00 | 616.500,00 | Kursi Rapat
1.3.2.05.02.01.003 | Kursi Besi/Metal | 2015 | 39 | Pembelian | FUTURA |  | 1,00 | 616.500,00 | Kursi Rapat
1.3.2.05.02.01.003 | Kursi Besi/Metal | 2015 | 40 | Pembelian | FUTURA |  | 1,00 | 616.500,00 | Kursi Rapat
1.3.2.05.02.01.008 | Meja Rapat | 2015 | 1 | Pembelian | Orbitrend |  | 1,00 | 1.522.000,00 | Meja Ruang Rapat
1.3.2.05.02.01.008 | Meja Rapat | 2015 | 2 | Pembelian | Orbitrend |  | 1,00 | 1.522.000,00 | Meja Ruang Rapat
1.3.2.05.02.01.008 | Meja Rapat | 2015 | 3 | Pembelian | Orbitrend |  | 1,00 | 1.522.000,00 | Meja Ruang Rapat
1.3.2.05.02.01.008 | Meja Rapat | 2015 | 4 | Pembelian | Orbitrend |  | 1,00 | 1.522.000,00 | Meja Ruang Rapat
1.3.2.05.02.01.008 | Meja Rapat | 2015 | 5 | Pembelian | Orbitrend |  | 1,00 | 1.522.000,00 | Meja Ruang Rapat
1.3.2.05.02.01.008 | Meja Rapat | 2015 | 6 | Pembelian | Orbitrend |  | 1,00 | 1.522.000,00 | Meja Ruang Rapat
1.3.2.05.02.01.008 | Meja Rapat | 2015 | 7 | Pembelian | Orbitrend |  | 1,00 | 1.522.000,00 | Meja Ruang Rapat
1.3.2.05.02.01.008 | Meja Rapat | 2015 | 8 | Pembelian | Orbitrend |  | 1,00 | 1.522.000,00 | Meja Ruang Rapat
1.3.2.05.02.01.009 | Tempat Tidur Besi | 2007 | 1 | Saldo |  | Baik | 1,00 | 10.000.000,00 | Temapt Tidur Pasien
1.3.2.05.02.01.009 | Tempat Tidur Besi | 2007 | 2 | Saldo |  | Baik | 1,00 | 10.000.000,00 | Temapt Tidur Pasien
1.3.2.05.02.01.009 | Tempat Tidur Besi | 2007 | 3 | Saldo |  | Baik | 1,00 | 10.000.000,00 | Temapt Tidur Pasien
1.3.2.05.02.01.009 | Tempat Tidur Besi | 2007 | 4 | Saldo |  | Baik | 1,00 | 10.000.000,00 | Temapt Tidur Pasien
1.3.2.05.02.01.009 | Tempat Tidur Besi | 2007 | 5 | Saldo |  | Baik | 1,00 | 10.000.000,00 | Temapt Tidur Pasien
1.3.2.05.02.01.009 | Tempat Tidur Besi | 2008 | 2 | Saldo |  | Baik | 1,00 | 6.773.625,00 | brankar
1.3.2.05.02.01.009 | Tempat Tidur Besi | 2018 | 1 | Pembelian | LEOPARD |  | 1,00 | 3.300.000,00 | RUMAH DINAS DOKTER PENYAKIT DALAM ( R. DINS DIREKTURE )
1.3.2.05.02.01.010 | Tempat Tidur Kayu | 2012 | 1 | Saldo |  | Baik | 1,00 | 3.712.000,00 | Spring Bed
1.3.2.05.02.01.010 | Tempat Tidur Kayu | 2012 | 2 | Saldo |  | Baik | 1,00 | 3.712.000,00 | Spring Bed
1.3.2.05.02.01.010 | Tempat Tidur Kayu | 2012 | 3 | Saldo |  | Baik | 1,00 | 3.712.000,00 | Spring Bed
1.3.2.05.02.01.010 | Tempat Tidur Kayu | 2012 | 4 | Saldo |  | Baik | 1,00 | 3.712.000,00 | Spring Bed
1.3.2.05.02.01.017 | Meja Panjang | 2012 | 1 | Saldo |  | Baik | 1,00 | 3.821.125,00 | Meja Counter
1.3.2.05.02.01.017 | Meja Panjang | 2020 | 1 | Pembelian |  |  | 1,00 | 3.295.000,00 | WORKING TABLES STANINLESS 150 X 70 X 87 CM
1.3.2.05.02.01.017 | Meja Panjang | 2020 | 2 | Pembelian |  |  | 1,00 | 3.295.000,00 | WORKING TABLES STANINLESS 150 X 70 X 87 CM
1.3.2.05.02.01.017 | Meja Panjang | 2020 | 3 | Pembelian |  |  | 1,00 | 3.295.000,00 | WORKING TABLES STANINLESS 150 X 70 X 87 CM
1.3.2.05.02.01.017 | Meja Panjang | 2020 | 4 | Pembelian |  |  | 1,00 | 3.295.000,00 | WORKING TABLES STANINLESS 150 X 70 X 87 CM
1.3.2.05.02.01.019 | Meja Periksa Pasien | 2008 | 1 | Saldo |  | Baik | 1,00 | 11.930.000,00 | bed pasien
1.3.2.05.02.01.019 | Meja Periksa Pasien | 2008 | 2 | Saldo |  | Baik | 1,00 | 11.930.000,00 | bed pasien
1.3.2.05.02.01.019 | Meja Periksa Pasien | 2008 | 3 | Saldo |  | Baik | 1,00 | 11.930.000,00 | bed pasien
1.3.2.05.02.01.019 | Meja Periksa Pasien | 2008 | 4 | Saldo |  | Baik | 1,00 | 11.930.000,00 | bed pasien
1.3.2.05.02.01.019 | Meja Periksa Pasien | 2008 | 5 | Saldo |  | Baik | 1,00 | 11.930.000,00 | bed pasien
1.3.2.05.02.01.019 | Meja Periksa Pasien | 2008 | 6 | Saldo |  | Baik | 1,00 | 11.930.000,00 | bed pasien
1.3.2.05.02.01.019 | Meja Periksa Pasien | 2008 | 7 | Saldo |  | Baik | 1,00 | 11.930.000,00 | bed pasien
1.3.2.05.02.01.019 | Meja Periksa Pasien | 2008 | 8 | Saldo |  | Baik | 1,00 | 11.930.000,00 | bed pasien
1.3.2.05.02.01.019 | Meja Periksa Pasien | 2008 | 9 | Saldo |  | Baik | 1,00 | 11.930.000,00 | bed pasien
1.3.2.05.02.01.019 | Meja Periksa Pasien | 2008 | 10 | Saldo |  | Baik | 1,00 | 11.930.000,00 | bed pasien
1.3.2.05.02.01.021 | Meja Kartu | 2009 | 1 | Saldo |  | Baik | 1,00 | 3.830.000,00 | rak kaset radiologi
1.3.2.05.02.01.023 | Meja Sekolah | 2020 | 1 | BLUD |  |  | 1,00 | 800.000,00 | LOKAL MEJA 1/2 BIRO
1.3.2.05.02.01.023 | Meja Sekolah | 2020 | 3 | BLUD |  |  | 1,00 | 800.000,00 | LOKAL MEJA 1/2 BIRO
1.3.2.05.02.01.024 | Meja 1/2 Biro | 2011 | 1 | Saldo |  | Baik | 1,00 | 585.000,00 | Meja Kerja Pegawai 1/2 biro
1.3.2.05.02.01.024 | Meja 1/2 Biro | 2011 | 2 | Saldo |  | Baik | 1,00 | 585.000,00 | Meja Kerja Pegawai 1/2 biro
1.3.2.05.02.01.024 | Meja 1/2 Biro | 2011 | 3 | Saldo |  | Baik | 1,00 | 585.000,00 | Meja Kerja Pegawai 1/2 biro
1.3.2.05.02.01.024 | Meja 1/2 Biro | 2011 | 4 | Saldo |  | Baik | 1,00 | 585.000,00 | Meja Kerja Pegawai 1/2 biro
1.3.2.05.02.01.024 | Meja 1/2 Biro | 2011 | 5 | Saldo |  | Baik | 1,00 | 585.000,00 | Meja Kerja Pegawai 1/2 biro
1.3.2.05.02.01.024 | Meja 1/2 Biro | 2011 | 6 | Saldo |  | Baik | 1,00 | 585.000,00 | Meja Kerja Pegawai 1/2 biro
1.3.2.05.02.01.024 | Meja 1/2 Biro | 2011 | 7 | Saldo |  | Baik | 1,00 | 585.000,00 | Meja Kerja Pegawai 1/2 biro
1.3.2.05.02.01.024 | Meja 1/2 Biro | 2011 | 8 | Saldo |  | Baik | 1,00 | 585.000,00 | Meja Kerja Pegawai 1/2 biro
1.3.2.05.02.01.024 | Meja 1/2 Biro | 2011 | 9 | Saldo |  | Baik | 1,00 | 585.000,00 | Meja Kerja Pegawai 1/2 biro
1.3.2.05.02.01.024 | Meja 1/2 Biro | 2011 | 10 | Saldo |  | Baik | 1,00 | 585.000,00 | Meja Kerja Pegawai 1/2 biro
1.3.2.05.02.01.024 | Meja 1/2 Biro | 2014 | 1 | Saldo |  | Baik | 1,00 | 1.300.000,00 | Meja 1/2 Bero
1.3.2.05.02.01.024 | Meja 1/2 Biro | 2014 | 2 | Saldo |  | Baik | 1,00 | 1.300.000,00 | Meja 1/2 Bero
1.3.2.05.02.01.024 | Meja 1/2 Biro | 2014 | 3 | Saldo |  | Baik | 1,00 | 1.300.000,00 | Meja 1/2 Bero
1.3.2.05.02.01.024 | Meja 1/2 Biro | 2014 | 4 | Saldo |  | Baik | 1,00 | 1.300.000,00 | Meja 1/2 Bero
1.3.2.05.02.01.024 | Meja 1/2 Biro | 2014 | 5 | Saldo |  | Baik | 1,00 | 1.300.000,00 | Meja 1/2 Bero
1.3.2.05.02.01.024 | Meja 1/2 Biro | 2014 | 6 | Saldo |  | Baik | 1,00 | 1.300.000,00 | Meja 1/2 Bero
1.3.2.05.02.01.024 | Meja 1/2 Biro | 2014 | 7 | Saldo |  | Baik | 1,00 | 1.300.000,00 | Meja 1/2 Bero
1.3.2.05.02.01.024 | Meja 1/2 Biro | 2014 | 8 | Saldo |  | Baik | 1,00 | 1.300.000,00 | Meja 1/2 Bero
1.3.2.05.02.01.024 | Meja 1/2 Biro | 2015 | 1 | Pembelian | Olympic |  | 1,00 | 820.000,00 | Meja Kerja 1/2 Bero
1.3.2.05.02.01.024 | Meja 1/2 Biro | 2015 | 2 | Pembelian | Olympic |  | 1,00 | 820.000,00 | Meja Kerja 1/2 Bero
1.3.2.05.02.01.024 | Meja 1/2 Biro | 2015 | 3 | Pembelian | Olympic |  | 1,00 | 820.000,00 | Meja Kerja 1/2 Bero
1.3.2.05.02.01.024 | Meja 1/2 Biro | 2015 | 4 | Pembelian | Olympic |  | 1,00 | 820.000,00 | Meja Kerja 1/2 Bero
1.3.2.05.02.01.024 | Meja 1/2 Biro | 2015 | 5 | Pembelian | Olympic |  | 1,00 | 820.000,00 | Meja Kerja 1/2 Bero
1.3.2.05.02.01.024 | Meja 1/2 Biro | 2015 | 6 | Pembelian | Olympic |  | 1,00 | 820.000,00 | Meja Kerja 1/2 Bero
1.3.2.05.02.01.024 | Meja 1/2 Biro | 2015 | 7 | Pembelian | Olympic |  | 1,00 | 820.000,00 | Meja Kerja 1/2 Bero
1.3.2.05.02.01.024 | Meja 1/2 Biro | 2015 | 8 | Pembelian | Olympic |  | 1,00 | 820.000,00 | Meja Kerja 1/2 Bero
1.3.2.05.02.01.024 | Meja 1/2 Biro | 2015 | 9 | Pembelian | Olympic |  | 1,00 | 820.000,00 | Meja Kerja 1/2 Bero
1.3.2.05.02.01.024 | Meja 1/2 Biro | 2015 | 10 | Pembelian | Olympic |  | 1,00 | 820.000,00 | Meja Kerja 1/2 Bero
1.3.2.05.02.01.024 | Meja 1/2 Biro | 2016 | 1 | Pembelian | EXPO |  | 1,00 | 797.500,00 | Meja 1/2 Bero
1.3.2.05.02.01.024 | Meja 1/2 Biro | 2016 | 2 | Pembelian | EXPO |  | 1,00 | 797.500,00 | Meja 1/2 Bero
1.3.2.05.02.01.024 | Meja 1/2 Biro | 2017 | 1 | Pembelian | LOKAL |  | 1,00 | 1.045.000,00 | MEJA KERJA 15/06/2017
1.3.2.05.02.01.024 | Meja 1/2 Biro | 2017 | 2 | Pembelian | LOKAL |  | 1,00 | 1.045.000,00 | MEJA KERJA 15/06/2017
1.3.2.05.02.01.024 | Meja 1/2 Biro | 2017 | 3 | Pembelian | LOKAL |  | 1,00 | 1.045.000,00 | MEJA KERJA 15/06/2017
1.3.2.05.02.01.024 | Meja 1/2 Biro | 2018 | 1 | Pembelian | LOKAL |  | 1,00 | 1.243.000,00 | BLUD MEJA PEJABAT UPTD RSUD
1.3.2.05.02.01.024 | Meja 1/2 Biro | 2018 | 2 | Pembelian | LOKAL |  | 1,00 | 1.243.000,00 | BLUD MEJA PEJABAT UPTD RSUD
1.3.2.05.02.01.024 | Meja 1/2 Biro | 2018 | 3 | Pembelian | LOKAL |  | 1,00 | 1.243.000,00 | BLUD MEJA PEJABAT UPTD RSUD
1.3.2.05.02.01.024 | Meja 1/2 Biro | 2018 | 4 | Pembelian | LOKAL |  | 1,00 | 1.243.000,00 | BLUD MEJA PEJABAT UPTD RSUD
1.3.2.05.02.01.024 | Meja 1/2 Biro | 2018 | 5 | Pembelian | LOKAL |  | 1,00 | 1.243.000,00 | BLUD MEJA PEJABAT UPTD RSUD
1.3.2.05.02.01.024 | Meja 1/2 Biro | 2018 | 6 | Pembelian | LOKAL |  | 1,00 | 1.243.000,00 | BLUD MEJA PEJABAT UPTD RSUD
1.3.2.05.02.01.024 | Meja 1/2 Biro | 2018 | 7 | Pembelian | LOKAL |  | 1,00 | 1.243.000,00 | BLUD MEJA PEJABAT UPTD RSUD
1.3.2.05.02.01.024 | Meja 1/2 Biro | 2018 | 8 | Pembelian | LOKAL |  | 1,00 | 1.243.000,00 | BLUD MEJA PEJABAT UPTD RSUD
1.3.2.05.02.01.024 | Meja 1/2 Biro | 2018 | 9 | Pembelian | LOKAL |  | 1,00 | 1.243.000,00 | BLUD MEJA PEJABAT UPTD RSUD
1.3.2.05.02.01.024 | Meja 1/2 Biro | 2020 | 1 | BLUD |  |  | 1,00 | 800.000,00 | LOKAL MEJA 1/2 BIRO
1.3.2.05.02.01.024 | Meja 1/2 Biro | 2020 | 2 | BLUD |  |  | 1,00 | 800.000,00 | LOKAL MEJA 1/2 BIRO
1.3.2.05.02.01.024 | Meja 1/2 Biro | 2020 | 3 | Pembelian |  |  | 1,00 | 850.000,00 | MEJA LOKAL
1.3.2.05.02.01.024 | Meja 1/2 Biro | 2020 | 4 | Pembelian |  |  | 1,00 | 850.000,00 | MEJA LOKAL
1.3.2.05.02.01.024 | Meja 1/2 Biro | 2020 | 5 | Pembelian |  |  | 1,00 | 850.000,00 | MEJA LOKAL
1.3.2.05.02.01.024 | Meja 1/2 Biro | 2020 | 6 | Pembelian |  |  | 1,00 | 850.000,00 | MEJA LOKAL
1.3.2.05.02.01.024 | Meja 1/2 Biro | 2020 | 7 | Pembelian |  |  | 1,00 | 850.000,00 | MEJA LOKAL
1.3.2.05.02.01.024 | Meja 1/2 Biro | 2020 | 8 | Pembelian |  |  | 1,00 | 850.000,00 | MEJA LOKAL
1.3.2.05.02.01.024 | Meja 1/2 Biro | 2020 | 11 | Pembelian |  |  | 1,00 | 1.752.300,00 | MEJA 1/2 BIRO CHEERRY
1.3.2.05.02.01.024 | Meja 1/2 Biro | 2020 | 12 | Pembelian |  |  | 1,00 | 1.752.300,00 | MEJA 1/2 BIRO CHEERRY
1.3.2.05.02.01.024 | Meja 1/2 Biro | 2020 | 13 | Pembelian |  |  | 1,00 | 1.752.300,00 | MEJA 1/2 BIRO CHEERRY
1.3.2.05.02.01.024 | Meja 1/2 Biro | 2020 | 14 | Pembelian |  |  | 1,00 | 1.752.300,00 | MEJA 1/2 BIRO CHEERRY
1.3.2.05.02.01.024 | Meja 1/2 Biro | 2020 | 15 | Pembelian |  |  | 1,00 | 850.000,00 | MEJA 1/2 BIRO CHEERRY
1.3.2.05.02.01.024 | Meja 1/2 Biro | 2020 | 16 | Pembelian |  |  | 1,00 | 850.000,00 | MEJA 1/2 BIRO CHEERRY
1.3.2.05.02.01.024 | Meja 1/2 Biro | 2020 | 17 | Pembelian |  |  | 1,00 | 850.000,00 | MEJA 1/2 BIRO CHEERRY
1.3.2.05.02.01.024 | Meja 1/2 Biro | 2020 | 18 | Pembelian |  |  | 1,00 | 850.000,00 | MEJA 1/2 BIRO CHEERRY
1.3.2.05.02.01.024 | Meja 1/2 Biro | 2020 | 19 | Pembelian |  |  | 1,00 | 850.000,00 | MEJA 1/2 BIRO CHEERRY
1.3.2.05.02.01.024 | Meja 1/2 Biro | 2020 | 20 | Pembelian |  |  | 1,00 | 850.000,00 | MEJA 1/2 BIRO CHEERRY
1.3.2.05.02.01.024 | Meja 1/2 Biro | 2020 | 21 | Pembelian |  |  | 1,00 | 850.000,00 | MEJA 1/2 BIRO CHEERRY
1.3.2.05.02.01.024 | Meja 1/2 Biro | 2020 | 22 | Pembelian |  |  | 1,00 | 850.000,00 | MEJA 1/2 BIRO CHEERRY
1.3.2.05.02.01.024 | Meja 1/2 Biro | 2020 | 23 | Pembelian |  |  | 1,00 | 850.000,00 | MEJA 1/2 BIRO CHEERRY
1.3.2.05.02.01.024 | Meja 1/2 Biro | 2021 | 1 | BLUD | MEJA 1/2 BIRO MT 125 | Baik | 1,00 | 880.000,00 | MEJA 1/2 BIRO MT 125
1.3.2.05.02.01.024 | Meja 1/2 Biro | 2021 | 2 | BLUD | MEJA 1/2 BIRO MT 125 | Baik | 1,00 | 880.000,00 | MEJA 1/2 BIRO MT 125
1.3.2.05.02.01.024 | Meja 1/2 Biro | 2021 | 3 | BLUD | MEJA 1/2 BIRO MT 125 | Baik | 1,00 | 880.000,00 | MEJA 1/2 BIRO MT 125
1.3.2.05.02.01.024 | Meja 1/2 Biro | 2021 | 4 | BLUD | MEJA 1/2 BIRO MT 125 | Baik | 1,00 | 880.000,00 | MEJA 1/2 BIRO MT 125
1.3.2.05.02.01.024 | Meja 1/2 Biro | 2021 | 5 | BLUD | MEJA 1/2 BIRO MT 125 | Baik | 1,00 | 880.000,00 | MEJA 1/2 BIRO MT 125
1.3.2.05.02.01.024 | Meja 1/2 Biro | 2021 | 6 | BLUD | MEJA 1/2 BIRO MT 125 | Baik | 1,00 | 880.000,00 | MEJA 1/2 BIRO MT 125
1.3.2.05.02.01.024 | Meja 1/2 Biro | 2021 | 7 | BLUD | MEJA 1/2 BIRO MT 125 | Baik | 1,00 | 880.000,00 | MEJA 1/2 BIRO MT 125
1.3.2.05.02.01.024 | Meja 1/2 Biro | 2021 | 8 | BLUD | MEJA 1/2 BIRO MT 125 | Baik | 1,00 | 880.000,00 | MEJA 1/2 BIRO MT 125
1.3.2.05.02.01.024 | Meja 1/2 Biro | 2021 | 9 | BLUD | MEJA 1/2 BIRO MT 125 | Baik | 1,00 | 880.000,00 | MEJA 1/2 BIRO MT 125
1.3.2.05.02.01.024 | Meja 1/2 Biro | 2021 | 10 | BLUD | MEJA 1/2 BIRO MT 125 | Baik | 1,00 | 880.000,00 | MEJA 1/2 BIRO MT 125
1.3.2.05.02.01.024 | Meja 1/2 Biro | 2021 | 11 | BLUD | MEJA 1/2 BIRO MT 125 | Baik | 1,00 | 880.000,00 | MEJA 1/2 BIRO MT 125
1.3.2.05.02.01.024 | Meja 1/2 Biro | 2021 | 12 | BLUD | MEJA 1/2 BIRO MT 125 | Baik | 1,00 | 880.000,00 | MEJA 1/2 BIRO MT 125
1.3.2.05.02.01.024 | Meja 1/2 Biro | 2021 | 13 | BLUD | MEJA 1/2 BIRO MT 125 | Baik | 1,00 | 880.000,00 | MEJA 1/2 BIRO MT 125
1.3.2.05.02.01.024 | Meja 1/2 Biro | 2021 | 14 | BLUD | MEJA 1/2 BIRO MT 125 | Baik | 1,00 | 880.000,00 | MEJA 1/2 BIRO MT 125
1.3.2.05.02.01.024 | Meja 1/2 Biro | 2021 | 15 | BLUD | MEJA 1/2 BIRO MT 125 | Baik | 1,00 | 880.000,00 | MEJA 1/2 BIRO MT 125
1.3.2.05.02.01.024 | Meja 1/2 Biro | 2021 | 16 | BLUD | MEJA 1/2 BIRO MT 125 | Baik | 1,00 | 880.000,00 | MEJA 1/2 BIRO MT 125
1.3.2.05.02.01.024 | Meja 1/2 Biro | 2021 | 17 | BLUD | MEJA 1/2 BIRO MT 125 | Baik | 1,00 | 880.000,00 | MEJA 1/2 BIRO MT 125
1.3.2.05.02.01.024 | Meja 1/2 Biro | 2021 | 18 | BLUD | MEJA 1/2 BIRO MT 125 | Baik | 1,00 | 880.000,00 | MEJA 1/2 BIRO MT 125
1.3.2.05.02.01.024 | Meja 1/2 Biro | 2021 | 19 | BLUD | MEJA 1/2 BIRO MT 125 | Baik | 1,00 | 880.000,00 | MEJA 1/2 BIRO MT 125
1.3.2.05.02.01.024 | Meja 1/2 Biro | 2021 | 20 | BLUD | MEJA 1/2 BIRO MT 125 | Baik | 1,00 | 880.000,00 | MEJA 1/2 BIRO MT 125
1.3.2.05.02.01.024 | Meja 1/2 Biro | 2021 | 21 | BLUD | MEJA 1/2 BIRO OST1061 | Baik | 1,00 | 1.925.000,00 | MEJA 1/MEJA 1/2 BIRO OST10612 BIRO MT 125
1.3.2.05.02.01.024 | Meja 1/2 Biro | 2021 | 22 | BLUD | MEJA 1/2 BIRO OST1061 | Baik | 1,00 | 1.925.000,00 | MEJA 1/MEJA 1/2 BIRO OST10612 BIRO MT 125
1.3.2.05.02.01.024 | Meja 1/2 Biro | 2021 | 23 | BLUD | MEJA 1/2 BIRO OST1061 | Baik | 1,00 | 1.925.000,00 | MEJA 1/MEJA 1/2 BIRO OST10612 BIRO MT 125
1.3.2.05.02.01.024 | Meja 1/2 Biro | 2021 | 24 | BLUD | MEJA 1/2 BIRO OST1061 | Baik | 1,00 | 1.925.000,00 | MEJA 1/MEJA 1/2 BIRO OST10612 BIRO MT 125
1.3.2.05.02.01.024 | Meja 1/2 Biro | 2021 | 25 | BLUD | MEJA 1/2 BIRO OST1061 | Baik | 1,00 | 1.925.000,00 | MEJA 1/MEJA 1/2 BIRO OST10612 BIRO MT 125
1.3.2.05.02.01.024 | Meja 1/2 Biro | 2021 | 26 | BLUD | MEJA 1/2 BIRO OST1061 | Baik | 1,00 | 1.925.000,00 | MEJA 1/MEJA 1/2 BIRO OST10612 BIRO MT 125
1.3.2.05.02.01.024 | Meja 1/2 Biro | 2021 | 27 | BLUD | MEJA 1/2 BIRO OST1061 | Baik | 1,00 | 1.925.000,00 | MEJA 1/MEJA 1/2 BIRO OST10612 BIRO MT 125
1.3.2.05.02.01.024 | Meja 1/2 Biro | 2021 | 28 | BLUD | MEJA 1/2 BIRO OST1061 | Baik | 1,00 | 1.925.000,00 | MEJA 1/MEJA 1/2 BIRO OST10612 BIRO MT 125
1.3.2.05.02.01.025 | Kasur/Spring Bed | 2015 | 1 | Pembelian | MAK |  | 1,00 | 1.790.683,81 | Kasur Pasien Dewasa
1.3.2.05.02.01.025 | Kasur/Spring Bed | 2015 | 2 | Pembelian | MAK |  | 1,00 | 1.790.683,81 | Kasur Pasien Dewasa
1.3.2.05.02.01.025 | Kasur/Spring Bed | 2015 | 3 | Pembelian | MAK |  | 1,00 | 1.790.683,81 | Kasur Pasien Dewasa
1.3.2.05.02.01.025 | Kasur/Spring Bed | 2015 | 4 | Pembelian | MAK |  | 1,00 | 1.790.683,81 | Kasur Pasien Dewasa
1.3.2.05.02.01.025 | Kasur/Spring Bed | 2015 | 5 | Pembelian | MAK |  | 1,00 | 1.790.683,81 | Kasur Pasien Dewasa
1.3.2.05.02.01.025 | Kasur/Spring Bed | 2015 | 6 | Pembelian | MAK |  | 1,00 | 1.790.683,81 | Kasur Pasien Dewasa
1.3.2.05.02.01.025 | Kasur/Spring Bed | 2015 | 7 | Pembelian | MAK |  | 1,00 | 1.790.683,81 | Kasur Pasien Dewasa
1.3.2.05.02.01.025 | Kasur/Spring Bed | 2015 | 8 | Pembelian | MAK |  | 1,00 | 1.790.683,81 | Kasur Pasien Dewasa
1.3.2.05.02.01.025 | Kasur/Spring Bed | 2015 | 9 | Pembelian | MAK |  | 1,00 | 1.790.683,81 | Kasur Pasien Dewasa
1.3.2.05.02.01.025 | Kasur/Spring Bed | 2015 | 10 | Pembelian | MAK |  | 1,00 | 1.790.683,81 | Kasur Pasien Dewasa
1.3.2.05.02.01.025 | Kasur/Spring Bed | 2015 | 11 | Pembelian | MAK |  | 1,00 | 1.790.683,81 | Kasur Pasien Dewasa
1.3.2.05.02.01.025 | Kasur/Spring Bed | 2015 | 12 | Pembelian | MAK |  | 1,00 | 1.790.683,81 | Kasur Pasien Dewasa
1.3.2.05.02.01.025 | Kasur/Spring Bed | 2015 | 13 | Pembelian | MAK |  | 1,00 | 1.790.683,81 | Kasur Pasien Dewasa
1.3.2.05.02.01.025 | Kasur/Spring Bed | 2015 | 14 | Pembelian | MAK |  | 1,00 | 1.790.683,81 | Kasur Pasien Dewasa
1.3.2.05.02.01.025 | Kasur/Spring Bed | 2015 | 15 | Pembelian | MAK |  | 1,00 | 1.790.683,81 | Kasur Pasien Dewasa
1.3.2.05.02.01.025 | Kasur/Spring Bed | 2015 | 16 | Pembelian | MAK |  | 1,00 | 1.790.683,81 | Kasur Pasien Dewasa
1.3.2.05.02.01.025 | Kasur/Spring Bed | 2015 | 17 | Pembelian | MAK |  | 1,00 | 1.790.683,81 | Kasur Pasien Dewasa
1.3.2.05.02.01.025 | Kasur/Spring Bed | 2015 | 18 | Pembelian | MAK |  | 1,00 | 1.790.683,81 | Kasur Pasien Dewasa
1.3.2.05.02.01.025 | Kasur/Spring Bed | 2015 | 19 | Pembelian | MAK |  | 1,00 | 1.790.683,81 | Kasur Pasien Dewasa
1.3.2.05.02.01.025 | Kasur/Spring Bed | 2015 | 20 | Pembelian | MAK |  | 1,00 | 1.790.683,81 | Kasur Pasien Dewasa
1.3.2.05.02.01.025 | Kasur/Spring Bed | 2015 | 21 | Pembelian | MAK |  | 1,00 | 1.790.683,81 | Kasur Pasien Dewasa
1.3.2.05.02.01.025 | Kasur/Spring Bed | 2015 | 22 | Pembelian | MAK |  | 1,00 | 1.790.683,81 | Kasur Pasien Dewasa
1.3.2.05.02.01.025 | Kasur/Spring Bed | 2015 | 23 | Pembelian | MAK |  | 1,00 | 1.790.683,81 | Kasur Pasien Dewasa
1.3.2.05.02.01.025 | Kasur/Spring Bed | 2015 | 24 | Pembelian | MAK |  | 1,00 | 1.790.683,81 | Kasur Pasien Dewasa
1.3.2.05.02.01.025 | Kasur/Spring Bed | 2015 | 25 | Pembelian | MAK |  | 1,00 | 1.790.683,81 | Kasur Pasien Dewasa
1.3.2.05.02.01.025 | Kasur/Spring Bed | 2015 | 26 | Pembelian | MAK |  | 1,00 | 1.790.683,81 | Kasur Pasien Dewasa
1.3.2.05.02.01.025 | Kasur/Spring Bed | 2015 | 27 | Pembelian | MAK |  | 1,00 | 1.790.683,81 | Kasur Pasien Dewasa
1.3.2.05.02.01.025 | Kasur/Spring Bed | 2015 | 28 | Pembelian | MAK |  | 1,00 | 1.790.683,81 | Kasur Pasien Dewasa
1.3.2.05.02.01.025 | Kasur/Spring Bed | 2015 | 29 | Pembelian | MAK |  | 1,00 | 1.790.683,81 | Kasur Pasien Dewasa
1.3.2.05.02.01.025 | Kasur/Spring Bed | 2015 | 30 | Pembelian | MAK |  | 1,00 | 1.790.683,81 | Kasur Pasien Dewasa
1.3.2.05.02.01.025 | Kasur/Spring Bed | 2015 | 31 | Pembelian | MAK |  | 1,00 | 1.790.683,81 | Kasur Pasien Dewasa
1.3.2.05.02.01.025 | Kasur/Spring Bed | 2015 | 32 | Pembelian | MAK |  | 1,00 | 1.790.683,81 | Kasur Pasien Dewasa
1.3.2.05.02.01.025 | Kasur/Spring Bed | 2015 | 33 | Pembelian | MAK |  | 1,00 | 1.790.683,81 | Kasur Pasien Dewasa
1.3.2.05.02.01.025 | Kasur/Spring Bed | 2015 | 34 | Pembelian | MAK |  | 1,00 | 1.790.684,25 | Kasur Pasien Dewasa
1.3.2.05.02.01.025 | Kasur/Spring Bed | 2015 | 35 | Pembelian | MAK |  | 1,00 | 1.754.801,56 | Kasur Pasien Anak
1.3.2.05.02.01.025 | Kasur/Spring Bed | 2015 | 36 | Pembelian | MAK |  | 1,00 | 1.754.801,56 | Kasur Pasien Anak
1.3.2.05.02.01.025 | Kasur/Spring Bed | 2015 | 37 | Pembelian | MAK |  | 1,00 | 1.754.801,56 | Kasur Pasien Anak
1.3.2.05.02.01.025 | Kasur/Spring Bed | 2015 | 38 | Pembelian | MAK |  | 1,00 | 1.754.801,56 | Kasur Pasien Anak
1.3.2.05.02.01.025 | Kasur/Spring Bed | 2015 | 39 | Pembelian | MAK |  | 1,00 | 1.754.802,06 | Kasur Pasien Anak
1.3.2.05.02.01.025 | Kasur/Spring Bed | 2016 | 1 | Pembelian | Lokal |  | 1,00 | 2.420.000,00 | Kasur Lis Per no.2
1.3.2.05.02.01.025 | Kasur/Spring Bed | 2016 | 2 | Pembelian | Lokal |  | 1,00 | 2.420.000,00 | Kasur Lis Per no.2
1.3.2.05.02.01.025 | Kasur/Spring Bed | 2016 | 3 | Pembelian | Lokal |  | 1,00 | 1.045.000,00 | Kasur 3 Tanggung
1.3.2.05.02.01.028 | Meja Makan Kayu | 2018 | 1 | Pembelian | LOKAL |  | 1,00 | 770.000,00 | RUMAH DINAS DOKTER PENYAKIT DALAM ( R. DINS DIREKTURE )
1.3.2.05.02.01.030 | Kursi Rapat | 2020 | 1 | Pembelian |  |  | 1,00 | 544.500,00 | KURSI RAPAT FUTURA
1.3.2.05.02.01.030 | Kursi Rapat | 2020 | 2 | Pembelian |  |  | 1,00 | 544.500,00 | KURSI RAPAT FUTURA
1.3.2.05.02.01.030 | Kursi Rapat | 2020 | 3 | Pembelian |  |  | 1,00 | 544.500,00 | KURSI RAPAT FUTURA
1.3.2.05.02.01.030 | Kursi Rapat | 2020 | 4 | Pembelian |  |  | 1,00 | 544.500,00 | KURSI RAPAT FUTURA
1.3.2.05.02.01.030 | Kursi Rapat | 2020 | 5 | Pembelian |  |  | 1,00 | 544.500,00 | KURSI RAPAT FUTURA
1.3.2.05.02.01.030 | Kursi Rapat | 2020 | 6 | Pembelian |  |  | 1,00 | 544.500,00 | KURSI RAPAT FUTURA
1.3.2.05.02.01.030 | Kursi Rapat | 2020 | 7 | Pembelian |  |  | 1,00 | 544.500,00 | KURSI RAPAT FUTURA
1.3.2.05.02.01.030 | Kursi Rapat | 2020 | 8 | Pembelian |  |  | 1,00 | 544.500,00 | KURSI RAPAT FUTURA
1.3.2.05.02.01.030 | Kursi Rapat | 2020 | 9 | Pembelian |  |  | 1,00 | 544.500,00 | KURSI RAPAT FUTURA
1.3.2.05.02.01.030 | Kursi Rapat | 2020 | 10 | Pembelian |  |  | 1,00 | 544.500,00 | KURSI RAPAT FUTURA
1.3.2.05.02.01.031 | Kursi Tamu | 2018 | 1 | Pembelian | LOKAL |  | 1,00 | 3.080.000,00 | RUMAH DINAS DOKTER PENYAKIT DALAM ( R. DINS DIREKTURE )
1.3.2.05.02.01.032 | Kursi Putar | 2012 | 1 | Saldo |  | Baik | 1,00 | 1.583.037,50 | Kursi Manager
1.3.2.05.02.01.032 | Kursi Putar | 2012 | 2 | Saldo |  | Baik | 1,00 | 573.168,75 | Kursi Staff (beroda)
1.3.2.05.02.01.032 | Kursi Putar | 2012 | 3 | Saldo |  | Baik | 1,00 | 573.168,75 | Kursi Staff (beroda)
1.3.2.05.02.01.032 | Kursi Putar | 2012 | 4 | Saldo |  | Baik | 1,00 | 573.168,75 | Kursi Staff (beroda)
1.3.2.05.02.01.032 | Kursi Putar | 2012 | 5 | Saldo |  | Baik | 1,00 | 573.168,75 | Kursi Staff (beroda)
1.3.2.05.02.01.032 | Kursi Putar | 2014 | 1 | Saldo |  | Baik | 1,00 | 1.642.857,00 | Kursi Putar Dokter Spesialis Poliklinik
1.3.2.05.02.01.032 | Kursi Putar | 2014 | 2 | Saldo |  | Baik | 1,00 | 1.642.857,00 | Kursi Putar Dokter Spesialis Poliklinik
1.3.2.05.02.01.032 | Kursi Putar | 2014 | 3 | Saldo |  | Baik | 1,00 | 1.642.857,00 | Kursi Putar Dokter Spesialis Poliklinik
1.3.2.05.02.01.032 | Kursi Putar | 2014 | 4 | Saldo |  | Baik | 1,00 | 1.642.857,00 | Kursi Putar Dokter Spesialis Poliklinik
1.3.2.05.02.01.032 | Kursi Putar | 2014 | 5 | Saldo |  | Baik | 1,00 | 1.642.857,00 | Kursi Putar Dokter Spesialis Poliklinik
1.3.2.05.02.01.032 | Kursi Putar | 2014 | 6 | Saldo |  | Baik | 1,00 | 1.642.857,00 | Kursi Putar Dokter Spesialis Poliklinik
1.3.2.05.02.01.032 | Kursi Putar | 2014 | 7 | Saldo |  | Baik | 1,00 | 1.642.858,00 | Kursi Putar Dokter Spesialis Poliklinik
1.3.2.05.02.01.032 | Kursi Putar | 2015 | 1 | Pembelian | Lokal |  | 1,00 | 550.000,00 | Kursi Putar Operator
1.3.2.05.02.01.032 | Kursi Putar | 2015 | 2 | Pembelian | Lokal |  | 1,00 | 550.000,00 | Kursi Putar Operator
1.3.2.05.02.01.032 | Kursi Putar | 2015 | 3 | Pembelian | Lokal |  | 1,00 | 550.000,00 | Kursi Putar Operator
1.3.2.05.02.01.032 | Kursi Putar | 2015 | 4 | Pembelian | Lokal |  | 1,00 | 550.000,00 | Kursi Putar Operator
1.3.2.05.02.01.032 | Kursi Putar | 2015 | 5 | Pembelian | AKTIV |  | 1,00 | 1.210.000,00 | Kursi Putar Manajer Aktiv
1.3.2.05.02.01.032 | Kursi Putar | 2015 | 6 | Pembelian | AKTIV |  | 1,00 | 1.210.000,00 | Kursi Putar Manajer Aktiv
1.3.2.05.02.01.032 | Kursi Putar | 2016 | 1 | Pembelian | ERGOTEK |  | 1,00 | 1.562.000,00 | Kursi Putar Beroda
1.3.2.05.02.01.032 | Kursi Putar | 2016 | 2 | Pembelian | ERGOTEK |  | 1,00 | 825.000,00 | Kursi Putar Besi
1.3.2.05.02.01.032 | Kursi Putar | 2016 | 3 | Pembelian | ERGOTEK |  | 1,00 | 825.000,00 | Kursi Putar Besi
1.3.2.05.02.01.032 | Kursi Putar | 2016 | 4 | Pembelian | ERGOTEK |  | 1,00 | 825.000,00 | Kursi Putar Besi
1.3.2.05.02.01.032 | Kursi Putar | 2016 | 5 | Pembelian | ERGOTEK |  | 1,00 | 825.000,00 | Kursi Putar Besi
1.3.2.05.02.01.032 | Kursi Putar | 2016 | 6 | Pembelian | ERGOTEK |  | 1,00 | 825.000,00 | Kursi Putar Besi
1.3.2.05.02.01.032 | Kursi Putar | 2016 | 7 | Pembelian | ERGOTEK |  | 1,00 | 825.000,00 | Kursi Putar Besi
1.3.2.05.02.01.032 | Kursi Putar | 2016 | 8 | Pembelian | ERGOTEK |  | 1,00 | 825.000,00 | Kursi Putar Besi
1.3.2.05.02.01.032 | Kursi Putar | 2016 | 9 | Pembelian | ERGOTEK |  | 1,00 | 825.000,00 | Kursi Putar Besi
1.3.2.05.02.01.032 | Kursi Putar | 2016 | 10 | Pembelian | ERGOTEK |  | 1,00 | 825.000,00 | Kursi Putar Besi
1.3.2.05.02.01.032 | Kursi Putar | 2016 | 11 | Pembelian | ERGOTEK |  | 1,00 | 825.000,00 | Kursi Putar Besi
1.3.2.05.02.01.032 | Kursi Putar | 2017 | 1 | Pembelian | LOKAL |  | 1,00 | 880.000,00 | KURSI PUTAR PEJABAT 15/06/2017
1.3.2.05.02.01.032 | Kursi Putar | 2017 | 2 | Pembelian | LOKAL |  | 1,00 | 880.000,00 | KURSI PUTAR PEJABAT 15/06/2017
1.3.2.05.02.01.032 | Kursi Putar | 2017 | 3 | Pembelian | LOKAL |  | 1,00 | 880.000,00 | KURSI PUTAR PEJABAT 15/06/2017
1.3.2.05.02.01.032 | Kursi Putar | 2018 | 1 | Pembelian | LOKAL |  | 1,00 | 1.650.000,00 | BLUD KURSI PEJABAT UPTD RSUD
1.3.2.05.02.01.032 | Kursi Putar | 2018 | 2 | Pembelian | LOKAL |  | 1,00 | 1.650.000,00 | BLUD KURSI PEJABAT UPTD RSUD
1.3.2.05.02.01.032 | Kursi Putar | 2018 | 3 | Pembelian | LOKAL |  | 1,00 | 1.650.000,00 | BLUD KURSI PEJABAT UPTD RSUD
1.3.2.05.02.01.032 | Kursi Putar | 2018 | 4 | Pembelian | LOKAL |  | 1,00 | 1.650.000,00 | BLUD KURSI PEJABAT UPTD RSUD
1.3.2.05.02.01.032 | Kursi Putar | 2018 | 5 | Pembelian | LOKAL |  | 1,00 | 1.430.000,00 | BLUD KURSI PEJABAT 1/2 BIRO 18052018 BAMBANG IRAWAN
1.3.2.05.02.01.032 | Kursi Putar | 2018 | 6 | Pembelian | LOKAL |  | 1,00 | 1.430.000,00 | BLUD KURSI PEJABAT 1/2 BIRO 18052018 BAMBANG IRAWAN
1.3.2.05.02.01.032 | Kursi Putar | 2018 | 7 | Pembelian | LOKAL |  | 1,00 | 1.430.000,00 | BLUD KURSI PEJABAT 1/2 BIRO 18052018 BAMBANG IRAWAN
1.3.2.05.02.01.032 | Kursi Putar | 2018 | 8 | Pembelian | LOKAL |  | 1,00 | 1.430.000,00 | BLUD KURSI PEJABAT 1/2 BIRO 18052018 BAMBANG IRAWAN
1.3.2.05.02.01.032 | Kursi Putar | 2018 | 9 | Pembelian | LOKAL |  | 1,00 | 1.430.000,00 | BLUD KURSI PEJABAT 1/2 BIRO 18052018 BAMBANG IRAWAN
1.3.2.05.02.01.032 | Kursi Putar | 2018 | 10 | Pembelian | LOKAL |  | 1,00 | 1.430.000,00 | BLUD KURSI PEJABAT 1/2 BIRO 18052018 BAMBANG IRAWAN
1.3.2.05.02.01.032 | Kursi Putar | 2018 | 11 | Pembelian | LOKAL |  | 1,00 | 1.430.000,00 | BLUD KURSI PEJABAT 1/2 BIRO 18052018 BAMBANG IRAWAN
1.3.2.05.02.01.032 | Kursi Putar | 2018 | 12 | Pembelian | LOKAL |  | 1,00 | 1.430.000,00 | BLUD KURSI PEJABAT 1/2 BIRO 18052018 BAMBANG IRAWAN
1.3.2.05.02.01.032 | Kursi Putar | 2018 | 13 | Pembelian | LOKAL |  | 1,00 | 1.430.000,00 | BLUD KURSI PEJABAT 1/2 BIRO 18052018 BAMBANG IRAWAN
1.3.2.05.02.01.032 | Kursi Putar | 2020 | 1 | BLUD |  |  | 1,00 | 800.000,00 | Kursi Putar
1.3.2.05.02.01.032 | Kursi Putar | 2020 | 2 | BLUD |  |  | 1,00 | 800.000,00 | Kursi Putar
1.3.2.05.02.01.032 | Kursi Putar | 2020 | 3 | BLUD |  |  | 1,00 | 800.000,00 | Kursi Putar
1.3.2.05.02.01.032 | Kursi Putar | 2021 | 1 | BLUD | KURSI MENAGER | Baik | 1,00 | 1.595.000,00 | KURSI MENAGER
1.3.2.05.02.01.032 | Kursi Putar | 2021 | 2 | BLUD | KURSI MENAGER | Baik | 1,00 | 1.595.000,00 | KURSI MENAGER
1.3.2.05.02.01.032 | Kursi Putar | 2021 | 3 | BLUD | KURSI MENAGER | Baik | 1,00 | 1.595.000,00 | KURSI MENAGER
1.3.2.05.02.01.032 | Kursi Putar | 2021 | 4 | BLUD | KURSI MENAGER | Baik | 1,00 | 1.595.000,00 | KURSI MENAGER
1.3.2.05.02.01.032 | Kursi Putar | 2021 | 5 | BLUD | KURSI MENAGER | Baik | 1,00 | 1.595.000,00 | KURSI MENAGER
1.3.2.05.02.01.032 | Kursi Putar | 2021 | 6 | BLUD | KURSI MENAGER | Baik | 1,00 | 1.595.000,00 | KURSI MENAGER
1.3.2.05.02.01.032 | Kursi Putar | 2021 | 7 | BLUD | KURSI PUTAR | Baik | 1,00 | 770.000,00 | KURSI PUTAR
1.3.2.05.02.01.032 | Kursi Putar | 2021 | 8 | BLUD | KURSI PUTAR | Baik | 1,00 | 770.000,00 | KURSI PUTAR
1.3.2.05.02.01.032 | Kursi Putar | 2021 | 9 | BLUD | KURSI PUTAR | Baik | 1,00 | 770.000,00 | KURSI PUTAR
1.3.2.05.02.01.048 | Sofa | 2011 | 1 | Saldo |  | Baik | 1,00 | 2.880.000,00 | Sofa Lipat Tunggu Pasien
1.3.2.05.02.01.048 | Sofa | 2011 | 2 | Saldo |  | Baik | 1,00 | 2.880.000,00 | Sofa Lipat Tunggu Pasien
1.3.2.05.02.01.048 | Sofa | 2011 | 3 | Saldo |  | Baik | 1,00 | 2.880.000,00 | Sofa Lipat Tunggu Pasien
1.3.2.05.02.01.048 | Sofa | 2011 | 4 | Saldo |  | Baik | 1,00 | 2.880.000,00 | Sofa Lipat Tunggu Pasien
1.3.2.05.02.01.048 | Sofa | 2011 | 5 | Saldo |  | Baik | 1,00 | 7.930.000,00 | Sofa Tamu Pejabat
1.3.2.05.02.01.048 | Sofa | 2012 | 1 | Saldo |  | Baik | 1,00 | 2.992.000,00 | Sofa Tamu
1.3.2.05.02.01.048 | Sofa | 2012 | 2 | Saldo |  | Baik | 1,00 | 2.992.000,00 | Sofa Tamu
1.3.2.05.02.01.048 | Sofa | 2012 | 3 | Saldo |  | Baik | 1,00 | 2.992.000,00 | Sofa Tamu
1.3.2.05.02.01.048 | Sofa | 2012 | 4 | Saldo |  | Baik | 1,00 | 2.992.000,00 | Sofa Tamu
1.3.2.05.02.01.048 | Sofa | 2015 | 1 | Pembelian | Lokal |  | 1,00 | 8.001.000,00 | Sofa Tamu RSUD
1.3.2.05.02.01.048 | Sofa | 2015 | 2 | Pembelian | Lokal |  | 1,00 | 8.001.000,00 | Sofa Tamu RSUD
1.3.2.05.02.01.048 | Sofa | 2016 | 1 | Pembelian | Lokal |  | 1,00 | 4.400.000,00 | Sofa Ruang Tamu 211
1.3.2.05.02.01.051 | Meja Biro | 2016 | 1 | Pembelian | TOPPAN CLASSIC |  | 1,00 | 1.017.500,00 | Meja 1 Biro
1.3.2.05.02.01.051 | Meja Biro | 2018 | 1 | Pembelian | LOKAL |  | 1,00 | 1.815.000,00 | BLUD MEJA PEJABAT UPTD RSUD
1.3.2.05.02.01.051 | Meja Biro | 2018 | 2 | Pembelian | LOKAL |  | 1,00 | 1.815.000,00 | BLUD MEJA PEJABAT UPTD RSUD
1.3.2.05.02.01.051 | Meja Biro | 2018 | 3 | Pembelian | LOKAL |  | 1,00 | 1.815.000,00 | BLUD MEJA PEJABAT UPTD RSUD
1.3.2.05.02.01.051 | Meja Biro | 2018 | 4 | Pembelian | LOKAL |  | 1,00 | 1.815.000,00 | BLUD MEJA PEJABAT UPTD RSUD
1.3.2.05.02.01.056 | Kursi Tunggu | 2012 | 1 | Saldo |  | Baik | 1,00 | 2.717.666,00 | Kursi Tunggu Pasien
1.3.2.05.02.01.056 | Kursi Tunggu | 2012 | 2 | Saldo |  | Baik | 1,00 | 2.717.666,00 | Kursi Tunggu Pasien
1.3.2.05.02.01.056 | Kursi Tunggu | 2012 | 3 | Saldo |  | Baik | 1,00 | 2.717.666,00 | Kursi Tunggu Pasien
1.3.2.05.02.01.056 | Kursi Tunggu | 2012 | 4 | Saldo |  | Baik | 1,00 | 2.717.666,00 | Kursi Tunggu Pasien
1.3.2.05.02.01.056 | Kursi Tunggu | 2012 | 5 | Saldo |  | Baik | 1,00 | 2.717.666,00 | Kursi Tunggu Pasien
1.3.2.05.02.01.056 | Kursi Tunggu | 2012 | 6 | Saldo |  | Baik | 1,00 | 2.717.666,00 | Kursi Tunggu Pasien
1.3.2.05.02.01.056 | Kursi Tunggu | 2012 | 7 | Saldo |  | Baik | 1,00 | 2.717.666,00 | Kursi Tunggu Pasien
1.3.2.05.02.01.056 | Kursi Tunggu | 2012 | 8 | Saldo |  | Baik | 1,00 | 2.717.666,00 | Kursi Tunggu Pasien
1.3.2.05.02.01.056 | Kursi Tunggu | 2012 | 9 | Saldo |  | Baik | 1,00 | 2.717.666,00 | Kursi Tunggu Pasien
1.3.2.05.02.01.056 | Kursi Tunggu | 2012 | 10 | Saldo |  | Baik | 1,00 | 2.717.666,00 | Kursi Tunggu Pasien
1.3.2.05.02.01.056 | Kursi Tunggu | 2012 | 11 | Saldo |  | Baik | 1,00 | 2.717.666,00 | Kursi Tunggu Pasien
1.3.2.05.02.01.056 | Kursi Tunggu | 2012 | 12 | Saldo |  | Baik | 1,00 | 2.717.666,00 | Kursi Tunggu Pasien
1.3.2.05.02.01.056 | Kursi Tunggu | 2012 | 13 | Saldo |  | Baik | 1,00 | 2.717.666,00 | Kursi Tunggu Pasien
1.3.2.05.02.01.056 | Kursi Tunggu | 2012 | 14 | Saldo |  | Baik | 1,00 | 2.717.666,00 | Kursi Tunggu Pasien
1.3.2.05.02.01.056 | Kursi Tunggu | 2012 | 15 | Saldo |  | Baik | 1,00 | 2.717.676,00 | Kursi Tunggu Pasien
1.3.2.05.02.01.056 | Kursi Tunggu | 2012 | 16 | Saldo |  | Baik | 1,00 | 3.411.718,75 | Kursi Tunggu 4 sheet
1.3.2.05.02.01.056 | Kursi Tunggu | 2013 | 1 | Saldo |  | Baik | 1,00 | 2.748.333,00 | Kursi Tunggu 4 Sheet
1.3.2.05.02.01.056 | Kursi Tunggu | 2013 | 2 | Saldo |  | Baik | 1,00 | 2.748.333,00 | Kursi Tunggu 4 Sheet
1.3.2.05.02.01.056 | Kursi Tunggu | 2013 | 3 | Saldo |  | Baik | 1,00 | 2.748.333,00 | Kursi Tunggu 4 Sheet
1.3.2.05.02.01.056 | Kursi Tunggu | 2013 | 4 | Saldo |  | Baik | 1,00 | 2.748.333,00 | Kursi Tunggu 4 Sheet
1.3.2.05.02.01.056 | Kursi Tunggu | 2013 | 5 | Saldo |  | Baik | 1,00 | 2.748.333,00 | Kursi Tunggu 4 Sheet
1.3.2.05.02.01.056 | Kursi Tunggu | 2013 | 6 | Saldo |  | Baik | 1,00 | 2.748.333,00 | Kursi Tunggu 4 Sheet
1.3.2.05.02.01.056 | Kursi Tunggu | 2013 | 7 | Saldo |  | Baik | 1,00 | 2.748.333,00 | Kursi Tunggu 4 Sheet
1.3.2.05.02.01.056 | Kursi Tunggu | 2013 | 8 | Saldo |  | Baik | 1,00 | 2.748.333,00 | Kursi Tunggu 4 Sheet
1.3.2.05.02.01.056 | Kursi Tunggu | 2013 | 9 | Saldo |  | Baik | 1,00 | 2.748.333,00 | Kursi Tunggu 4 Sheet
1.3.2.05.02.01.056 | Kursi Tunggu | 2013 | 10 | Saldo |  | Baik | 1,00 | 2.748.333,00 | Kursi Tunggu 4 Sheet
1.3.2.05.02.01.056 | Kursi Tunggu | 2013 | 11 | Saldo |  | Baik | 1,00 | 2.748.333,00 | Kursi Tunggu 4 Sheet
1.3.2.05.02.01.056 | Kursi Tunggu | 2013 | 12 | Saldo |  | Baik | 1,00 | 2.748.333,00 | Kursi Tunggu 4 Sheet
1.3.2.05.02.01.056 | Kursi Tunggu | 2013 | 13 | Saldo |  | Baik | 1,00 | 2.748.333,00 | Kursi Tunggu 4 Sheet
1.3.2.05.02.01.056 | Kursi Tunggu | 2013 | 14 | Saldo |  | Baik | 1,00 | 2.748.333,00 | Kursi Tunggu 4 Sheet
1.3.2.05.02.01.056 | Kursi Tunggu | 2013 | 15 | Saldo |  | Baik | 1,00 | 2.748.338,00 | Kursi Tunggu 4 Sheet
1.3.2.05.02.01.056 | Kursi Tunggu | 2014 | 1 | Saldo |  | Baik | 1,00 | 2.700.000,00 | Kursi Tunggu Pasien
1.3.2.05.02.01.056 | Kursi Tunggu | 2014 | 2 | Saldo |  | Baik | 1,00 | 2.700.000,00 | Kursi Tunggu Pasien
1.3.2.05.02.01.056 | Kursi Tunggu | 2014 | 3 | Saldo |  | Baik | 1,00 | 2.700.000,00 | Kursi Tunggu Pasien
1.3.2.05.02.01.056 | Kursi Tunggu | 2014 | 4 | Saldo |  | Baik | 1,00 | 2.700.000,00 | Kursi Tunggu Pasien
1.3.2.05.02.01.056 | Kursi Tunggu | 2014 | 5 | Saldo |  | Baik | 1,00 | 2.700.000,00 | Kursi Tunggu Pasien
1.3.2.05.02.01.056 | Kursi Tunggu | 2016 | 1 | Pembelian | INDACHI |  | 1,00 | 2.420.000,00 | Kursi Tunggu
1.3.2.05.02.01.056 | Kursi Tunggu | 2016 | 2 | Pembelian | INDACHI |  | 1,00 | 2.420.000,00 | Kursi Tunggu
1.3.2.05.02.01.056 | Kursi Tunggu | 2016 | 3 | Pembelian | INDACHI |  | 1,00 | 2.420.000,00 | Kursi Tunggu
1.3.2.05.02.01.056 | Kursi Tunggu | 2016 | 4 | Pembelian | INDACHI |  | 1,00 | 2.420.000,00 | Kursi Tunggu
1.3.2.05.02.01.056 | Kursi Tunggu | 2016 | 5 | Pembelian | INDACHI |  | 1,00 | 2.420.000,00 | Kursi Tunggu
1.3.2.05.02.01.056 | Kursi Tunggu | 2016 | 6 | Pembelian | INDACHI |  | 1,00 | 2.420.000,00 | Kursi Tunggu
1.3.2.05.02.01.056 | Kursi Tunggu | 2016 | 7 | Pembelian | INDACHI |  | 1,00 | 2.420.000,00 | Kursi Tunggu
1.3.2.05.02.01.056 | Kursi Tunggu | 2016 | 8 | Pembelian | INDACHI |  | 1,00 | 2.420.000,00 | Kursi Tunggu
1.3.2.05.02.01.056 | Kursi Tunggu | 2016 | 9 | Pembelian | INDACHI |  | 1,00 | 2.420.000,00 | Kursi Tunggu
1.3.2.05.02.01.056 | Kursi Tunggu | 2016 | 10 | Pembelian | INDACHI |  | 1,00 | 2.420.000,00 | Kursi Tunggu
1.3.2.05.02.01.056 | Kursi Tunggu | 2017 | 1 | Pembelian | INDACHI |  | 1,00 | 2.310.000,00 | Kursi Tunggu
1.3.2.05.02.01.056 | Kursi Tunggu | 2017 | 2 | Pembelian | INDACHI |  | 1,00 | 2.310.000,00 | Kursi Tunggu
1.3.2.05.02.01.056 | Kursi Tunggu | 2017 | 3 | Pembelian | INDACHI |  | 1,00 | 2.310.000,00 | Kursi Tunggu
1.3.2.05.02.01.056 | Kursi Tunggu | 2017 | 4 | Pembelian | INDACHI |  | 1,00 | 2.310.000,00 | Kursi Tunggu
1.3.2.05.02.01.057 | Lemari Pakaian | 2016 | 1 | Pembelian | Olympic |  | 1,00 | 880.000,00 | Lemari 2 Pintu Minimalis
1.3.2.05.02.01.057 | Lemari Pakaian | 2016 | 2 | Pembelian | Olympic |  | 1,00 | 880.000,00 | Lemari 2 Pintu Minimalis
1.3.2.05.02.01.077 | Tenda | 2007 | 1 | Saldo |  | Baik | 1,00 | 15.000.000,00 | Tenda Set
1.3.2.05.02.03.003 | Mesin Pemotong Rumput | 2012 | 1 | Saldo |  | Baik | 1,00 | 3.982.000,00 | Mesin Potong Rumput
1.3.2.05.02.03.003 | Mesin Pemotong Rumput | 2012 | 2 | Saldo |  | Baik | 1,00 | 3.982.000,00 | Mesin Potong Rumput
1.3.2.05.02.03.004 | Mesin Cuci | 2010 | 1 | Saldo |  | Baik | 1,00 | 2.600.000,00
1.3.2.05.02.03.004 | Mesin Cuci | 2010 | 2 | Saldo |  | Baik | 1,00 | 2.600.000,00 | Mesin Cuci
1.3.2.05.02.03.004 | Mesin Cuci | 2012 | 1 | Saldo |  | Baik | 1,00 | 1.991.000,00 | Mesin Cuci 6 kg
1.3.2.05.02.03.004 | Mesin Cuci | 2012 | 2 | Saldo |  | Baik | 1,00 | 1.991.000,00 | Mesin Cuci 6 kg
1.3.2.05.02.03.004 | Mesin Cuci | 2012 | 3 | Saldo |  | Baik | 1,00 | 1.991.000,00 | Mesin Cuci 6 kg
1.3.2.05.02.03.004 | Mesin Cuci | 2012 | 4 | Saldo |  | Baik | 1,00 | 1.991.000,00 | Mesin Cuci 6 kg
1.3.2.05.02.03.004 | Mesin Cuci | 2014 | 1 | Saldo |  | Baik | 1,00 | 78.000.000,00 | Mesin Cuci Stack Washer & Dryer
1.3.2.05.02.03.004 | Mesin Cuci | 2018 | 1 | Pembelian | PANASONIC |  | 1,00 | 1.457.500,00 | MESIN CUCI 2 TABUNG 18052018 BAMBANG IRAWAN
1.3.2.05.02.03.004 | Mesin Cuci | 2018 | 2 | Pembelian | PANASONIC |  | 1,00 | 1.457.500,00 | MESIN CUCI 2 TABUNG 18052018 BAMBANG IRAWAN
1.3.2.05.02.03.004 | Mesin Cuci | 2018 | 3 | Pembelian |  | Baik | 0,00 | 3.350.000,00 | MESIN CUCI 12 KG
1.3.2.05.02.03.004 | Mesin Cuci | 2021 | 1 | BLUD | LG 14KG | Baik | 1,00 | 3.950.000,00 | MESIN CUCI LG 14 KG
1.3.2.05.02.03.004 | Mesin Cuci | 2021 | 2 | BLUD | LG 14KG | Baik | 1,00 | 3.950.000,00 | MESIN CUCI LG 14 KG
1.3.2.05.02.04.001 | Lemari Es | 2006 | 3013 | Saldo |  | Baik | 1,00 | 1.900.000,00 | Kulkas
1.3.2.05.02.04.001 | Lemari Es | 2006 | 3014 | Saldo |  | Baik | 1,00 | 1.900.000,00 | Kulkas
1.3.2.05.02.04.001 | Lemari Es | 2006 | 3015 | Saldo |  | Baik | 1,00 | 1.900.000,00 | Kulkas
1.3.2.05.02.04.001 | Lemari Es | 2006 | 3016 | Saldo |  | Baik | 1,00 | 1.900.000,00 | Kulkas
1.3.2.05.02.04.001 | Lemari Es | 2006 | 3017 | Saldo |  | Baik | 1,00 | 1.900.000,00 | Kulkas
1.3.2.05.02.04.001 | Lemari Es | 2007 | 1 | Saldo |  | Baik | 1,00 | 3.857.000,00 | Kulkas
1.3.2.05.02.04.001 | Lemari Es | 2007 | 2 | Saldo |  | Baik | 1,00 | 6.200.000,00 | refrigrator/ Freezar
1.3.2.05.02.04.001 | Lemari Es | 2010 | 1 | Saldo |  | Baik | 1,00 | 2.904.000,00 | KULKAS
1.3.2.05.02.04.001 | Lemari Es | 2010 | 2 | Saldo |  | Baik | 1,00 | 2.904.000,00 | KULKAS
1.3.2.05.02.04.001 | Lemari Es | 2010 | 3 | Saldo |  | Baik | 1,00 | 2.904.000,00 | KULKAS
1.3.2.05.02.04.001 | Lemari Es | 2010 | 4 | Saldo |  | Baik | 1,00 | 2.904.000,00 | KULKAS
1.3.2.05.02.04.001 | Lemari Es | 2010 | 5 | Saldo |  | Baik | 1,00 | 2.904.000,00 | KULKAS
1.3.2.05.02.04.001 | Lemari Es | 2010 | 6 | Saldo |  | Baik | 1,00 | 2.904.000,00 | KULKAS
1.3.2.05.02.04.001 | Lemari Es | 2010 | 7 | Saldo |  | Baik | 1,00 | 2.904.000,00 | KULKAS
1.3.2.05.02.04.001 | Lemari Es | 2010 | 8 | Saldo |  | Baik | 1,00 | 2.904.000,00 | KULKAS
1.3.2.05.02.04.001 | Lemari Es | 2010 | 9 | Saldo |  | Baik | 1,00 | 2.904.000,00 | KULKAS
1.3.2.05.02.04.001 | Lemari Es | 2010 | 10 | Saldo |  | Baik | 1,00 | 2.904.000,00 | KULKAS
1.3.2.05.02.04.001 | Lemari Es | 2012 | 1 | Saldo |  | Baik | 1,00 | 1.490.500,00 | Kulkas Toshiba Glacio
1.3.2.05.02.04.001 | Lemari Es | 2012 | 2 | Saldo |  | Baik | 1,00 | 1.490.500,00 | Kulkas Toshiba Glacio
1.3.2.05.02.04.001 | Lemari Es | 2012 | 3 | Saldo |  | Baik | 1,00 | 1.490.500,00 | Kulkas Toshiba Glacio
1.3.2.05.02.04.001 | Lemari Es | 2012 | 4 | Saldo |  | Baik | 1,00 | 1.490.500,00 | Kulkas Toshiba Glacio
1.3.2.05.02.04.001 | Lemari Es | 2014 | 1 | Saldo |  | Baik | 1,00 | 2.850.000,00 | Kulkas 1 Pintu SHARP SJ-19SLV (Perlengkapan rumah tangga RSUD)
1.3.2.05.02.04.001 | Lemari Es | 2014 | 2 | Saldo |  | Baik | 1,00 | 2.850.000,00 | Kulkas 1 Pintu SHARP SJ-19SLV (Perlengkapan rumah tangga RSUD)
1.3.2.05.02.04.001 | Lemari Es | 2015 | 1 | Pembelian | Panasonic |  | 1,00 | 3.355.000,00 | Kulkas 2 Pintu Panasonic
1.3.2.05.02.04.001 | Lemari Es | 2015 | 2 | Pembelian | PANASONIC |  | 1,00 | 1.980.000,00 | Kulkas Panasonic
1.3.2.05.02.04.001 | Lemari Es | 2015 | 3 | Pembelian | PANASONIC |  | 1,00 | 1.980.000,00 | Kulkas Panasonic
1.3.2.05.02.04.001 | Lemari Es | 2016 | 1 | Pembelian | Polytron |  | 1,00 | 4.070.000,00 | Show Case Polytron
1.3.2.05.02.04.001 | Lemari Es | 2016 | 2 | Pembelian | Polytron |  | 1,00 | 4.070.000,00 | Show Case Polytron
1.3.2.05.02.04.001 | Lemari Es | 2016 | 3 | Pembelian | Panasonic |  | 0,00 | 2.035.000,00 | Kulkas Panasonic Mini
1.3.2.05.02.04.001 | Lemari Es | 2016 | 4 | Pembelian | SHARP |  | 1,00 | 3.080.000,00 | KUlkas 2 Pintu Kecil
1.3.2.05.02.04.001 | Lemari Es | 2019 | 1 | Pembelian |  | Baik | 0,00 | 8.937.500,00 | FREZEER DAPUR RSUD
1.3.2.05.02.04.001 | Lemari Es | 2021 | 1 | BLUD | SHARP 1 PINTU | Baik | 1,00 | 1.980.000,00 | KULKAS SHARP
1.3.2.05.02.04.001 | Lemari Es | 2021 | 2 | BLUD | SHARP 1 PINTU | Baik | 1,00 | 1.980.000,00 | KULKAS SHARP
1.3.2.05.02.04.002 | A.C. Sentral | 2009 | 1 | Saldo |  | Baik | 1,00 | 8.865.000,00 | ac 2 pk
1.3.2.05.02.04.002 | A.C. Sentral | 2009 | 2 | Saldo |  | Baik | 1,00 | 8.865.000,00 | ac 2 pk
1.3.2.05.02.04.002 | A.C. Sentral | 2010 | 1 | Saldo |  | Baik | 1,00 | 4.850.000,00
1.3.2.05.02.04.002 | A.C. Sentral | 2010 | 2 | Saldo |  | Baik | 1,00 | 4.850.000,00
1.3.2.05.02.04.004 | A.C. Split | 2006 | 1 | Saldo |  | Baik | 1,00 | 3.500.000,00
1.3.2.05.02.04.004 | A.C. Split | 2006 | 2 | Saldo |  | Baik | 1,00 | 3.500.000,00
1.3.2.05.02.04.004 | A.C. Split | 2007 | 1 | Saldo |  | Baik | 1,00 | 3.500.000,00
1.3.2.05.02.04.004 | A.C. Split | 2007 | 2 | Saldo |  | Baik | 1,00 | 3.500.000,00
1.3.2.05.02.04.004 | A.C. Split | 2007 | 3 | Saldo |  | Baik | 1,00 | 3.500.000,00
1.3.2.05.02.04.004 | A.C. Split | 2007 | 4 | Saldo |  | Baik | 1,00 | 3.500.000,00
1.3.2.05.02.04.004 | A.C. Split | 2007 | 5 | Pembelian |  | Baik | 0,00 | 9.450.000,00 | Terima AC LG dr Sekda
1.3.2.05.02.04.004 | A.C. Split | 2007 | 6 | Pembelian |  | Baik | 0,00 | 9.450.000,00 | Terima AC LG dr Sekda
1.3.2.05.02.04.004 | A.C. Split | 2007 | 7 | Pembelian |  | Baik | 0,00 | 9.450.000,00 | Terima AC LG dr Sekda
1.3.2.05.02.04.004 | A.C. Split | 2007 | 8 | Pembelian |  | Baik | 0,00 | 9.450.000,00 | Terima AC LG dr Sekda
1.3.2.05.02.04.004 | A.C. Split | 2008 | 1 | Saldo |  | Baik | 1,00 | 3.950.000,00 | AC 3/4 PK
1.3.2.05.02.04.004 | A.C. Split | 2008 | 2 | Saldo |  | Baik | 1,00 | 3.950.000,00 | AC 3/4 PK
1.3.2.05.02.04.004 | A.C. Split | 2008 | 3 | Saldo |  | Baik | 1,00 | 3.950.000,00 | AC 3/4 PK
1.3.2.05.02.04.004 | A.C. Split | 2008 | 4 | Saldo |  | Baik | 1,00 | 3.950.000,00 | AC 3/4 PK
1.3.2.05.02.04.004 | A.C. Split | 2008 | 5 | Saldo |  | Baik | 1,00 | 3.950.000,00 | AC 3/4 PK
1.3.2.05.02.04.004 | A.C. Split | 2008 | 6 | Saldo |  | Baik | 1,00 | 3.950.000,00 | AC 3/4 PK
1.3.2.05.02.04.004 | A.C. Split | 2008 | 7 | Saldo |  | Baik | 1,00 | 3.950.000,00 | AC 3/4 PK
1.3.2.05.02.04.004 | A.C. Split | 2008 | 8 | Saldo |  | Baik | 1,00 | 3.950.000,00 | AC 3/4 PK
1.3.2.05.02.04.004 | A.C. Split | 2008 | 9 | Saldo |  | Baik | 1,00 | 3.950.000,00 | AC 3/4 PK
1.3.2.05.02.04.004 | A.C. Split | 2008 | 10 | Saldo |  | Baik | 1,00 | 3.950.000,00 | AC 3/4 PK
1.3.2.05.02.04.004 | A.C. Split | 2008 | 11 | Saldo |  | Baik | 1,00 | 3.950.000,00 | AC 3/4 PK
1.3.2.05.02.04.004 | A.C. Split | 2008 | 12 | Saldo |  | Baik | 1,00 | 3.950.000,00 | AC 3/4 PK
1.3.2.05.02.04.004 | A.C. Split | 2008 | 13 | Saldo |  | Baik | 1,00 | 3.950.000,00 | AC 3/4 PK
1.3.2.05.02.04.004 | A.C. Split | 2008 | 14 | Saldo |  | Baik | 1,00 | 3.950.000,00 | AC 3/4 PK
1.3.2.05.02.04.004 | A.C. Split | 2009 | 1 | Saldo |  | Baik | 1,00 | 8.865.000,00 | ac 2 pk
1.3.2.05.02.04.004 | A.C. Split | 2009 | 2 | Saldo |  | Baik | 1,00 | 3.865.000,00 | ac 3/4 pk
1.3.2.05.02.04.004 | A.C. Split | 2009 | 3 | Saldo |  | Baik | 1,00 | 3.865.000,00 | ac 3/4 pk
1.3.2.05.02.04.004 | A.C. Split | 2009 | 4 | Saldo |  | Baik | 1,00 | 3.865.000,00 | ac 3/4 pk
1.3.2.05.02.04.004 | A.C. Split | 2010 | 1 | Saldo |  | Baik | 1,00 | 3.800.000,00
1.3.2.05.02.04.004 | A.C. Split | 2010 | 2 | Saldo |  | Baik | 1,00 | 3.800.000,00
1.3.2.05.02.04.004 | A.C. Split | 2012 | 1 | Saldo |  | Baik | 1,00 | 3.648.000,00 | AC 1 PK
1.3.2.05.02.04.004 | A.C. Split | 2012 | 2 | Saldo |  | Baik | 1,00 | 3.648.000,00 | AC 1 PK
1.3.2.05.02.04.004 | A.C. Split | 2012 | 3 | Saldo |  | Baik | 1,00 | 3.648.000,00 | AC 1 PK
1.3.2.05.02.04.004 | A.C. Split | 2012 | 4 | Saldo |  | Baik | 1,00 | 3.384.000,00 | AC 1/2 PK
1.3.2.05.02.04.004 | A.C. Split | 2012 | 5 | Saldo |  | Baik | 1,00 | 3.384.000,00 | AC 1/2 PK
1.3.2.05.02.04.004 | A.C. Split | 2012 | 6 | Saldo |  | Baik | 1,00 | 3.384.000,00 | AC 1/2 PK
1.3.2.05.02.04.004 | A.C. Split | 2012 | 7 | Saldo |  | Baik | 1,00 | 4.492.551,25 | AC 3/4 PK low watt
1.3.2.05.02.04.004 | A.C. Split | 2012 | 8 | Saldo |  | Baik | 1,00 | 4.230.531,25 | AC 1/2 PK low watt
1.3.2.05.02.04.004 | A.C. Split | 2012 | 9 | Saldo |  | Baik | 1,00 | 3.487.000,00 | AC LG 1/2 PK
1.3.2.05.02.04.004 | A.C. Split | 2012 | 10 | Saldo |  | Baik | 1,00 | 3.487.000,00 | AC LG 1/2 PK
1.3.2.05.02.04.004 | A.C. Split | 2012 | 11 | Saldo |  | Baik | 1,00 | 3.487.000,00 | AC LG 1/2 PK
1.3.2.05.02.04.004 | A.C. Split | 2012 | 12 | Saldo |  | Baik | 1,00 | 3.487.000,00 | AC LG 1/2 PK
1.3.2.05.02.04.004 | A.C. Split | 2013 | 1 | Saldo |  | Baik | 1,00 | 3.250.500,00 | AC 1/2 PK
1.3.2.05.02.04.004 | A.C. Split | 2013 | 2 | Saldo |  | Baik | 1,00 | 3.250.500,00 | AC 1/2 PK
1.3.2.05.02.04.004 | A.C. Split | 2013 | 3 | Saldo |  | Baik | 1,00 | 3.250.500,00 | AC 1/2 PK
1.3.2.05.02.04.004 | A.C. Split | 2013 | 4 | Saldo |  | Baik | 1,00 | 3.982.000,00 | AC 1 PK
1.3.2.05.02.04.004 | A.C. Split | 2013 | 5 | Saldo |  | Baik | 1,00 | 3.982.000,00 | AC 1 PK
1.3.2.05.02.04.004 | A.C. Split | 2013 | 6 | Saldo |  | Baik | 1,00 | 3.982.000,00 | AC 1 PK
1.3.2.05.02.04.004 | A.C. Split | 2014 | 1 | Saldo |  | Baik | 1,00 | 3.181.818,00 | AC 1/2 PK
1.3.2.05.02.04.004 | A.C. Split | 2014 | 2 | Saldo |  | Baik | 1,00 | 3.181.818,00 | AC 1/2 PK
1.3.2.05.02.04.004 | A.C. Split | 2014 | 3 | Saldo |  | Baik | 1,00 | 3.181.818,00 | AC 1/2 PK
1.3.2.05.02.04.004 | A.C. Split | 2014 | 4 | Saldo |  | Baik | 1,00 | 3.181.818,00 | AC 1/2 PK
1.3.2.05.02.04.004 | A.C. Split | 2014 | 5 | Saldo |  | Baik | 1,00 | 3.181.818,00 | AC 1/2 PK
1.3.2.05.02.04.004 | A.C. Split | 2014 | 6 | Saldo |  | Baik | 1,00 | 3.181.818,00 | AC 1/2 PK
1.3.2.05.02.04.004 | A.C. Split | 2014 | 7 | Saldo |  | Baik | 1,00 | 3.181.818,00 | AC 1/2 PK
1.3.2.05.02.04.004 | A.C. Split | 2014 | 8 | Saldo |  | Baik | 1,00 | 3.181.818,00 | AC 1/2 PK
1.3.2.05.02.04.004 | A.C. Split | 2014 | 9 | Saldo |  | Baik | 1,00 | 3.181.818,00 | AC 1/2 PK
1.3.2.05.02.04.004 | A.C. Split | 2014 | 10 | Saldo |  | Baik | 1,00 | 3.181.818,00 | AC 1/2 PK
1.3.2.05.02.04.004 | A.C. Split | 2014 | 11 | Saldo |  | Baik | 1,00 | 3.181.820,00 | AC 1/2 PK
1.3.2.05.02.04.004 | A.C. Split | 2015 | 1 | Pembelian | LG |  | 1,00 | 3.190.000,00 | AC LG 1/2 PK
1.3.2.05.02.04.004 | A.C. Split | 2015 | 2 | Pembelian | LG |  | 1,00 | 3.190.000,00 | AC LG 1/2 PK
1.3.2.05.02.04.004 | A.C. Split | 2015 | 3 | Pembelian | LG |  | 1,00 | 3.190.000,00 | AC LG 1/2 PK
1.3.2.05.02.04.004 | A.C. Split | 2015 | 4 | Pembelian | LG |  | 1,00 | 3.190.000,00 | AC LG 1/2 PK
1.3.2.05.02.04.004 | A.C. Split | 2015 | 5 | Pembelian | LG |  | 1,00 | 3.190.000,00 | AC LG 1/2 PK
1.3.2.05.02.04.004 | A.C. Split | 2015 | 6 | Pembelian | LG |  | 1,00 | 3.190.000,00 | AC LG 1/2 PK
1.3.2.05.02.04.004 | A.C. Split | 2015 | 7 | Pembelian | LG |  | 1,00 | 3.190.000,00 | AC LG 1/2 PK
1.3.2.05.02.04.004 | A.C. Split | 2015 | 8 | Pembelian | LG |  | 1,00 | 3.190.000,00 | AC LG 1/2 PK
1.3.2.05.02.04.004 | A.C. Split | 2015 | 9 | Pembelian | LG |  | 1,00 | 3.190.000,00 | AC LG 1/2 PK
1.3.2.05.02.04.004 | A.C. Split | 2015 | 10 | Pembelian | LG |  | 1,00 | 3.190.000,00 | AC LG 1/2 PK
1.3.2.05.02.04.004 | A.C. Split | 2016 | 1 | Pembelian | SHARP |  | 1,00 | 7.425.000,00 | AC Sharp 2 Pk
1.3.2.05.02.04.004 | A.C. Split | 2016 | 2 | Pembelian | SHARP |  | 1,00 | 7.425.000,00 | AC SHARP 2 PK
1.3.2.05.02.04.004 | A.C. Split | 2016 | 3 | Pembelian | SHARP |  | 1,00 | 7.425.000,00 | AC SHARP 2 PK
1.3.2.05.02.04.004 | A.C. Split | 2017 | 1 | Pembelian | SHARP |  | 1,00 | 7.000.000,00 | AC SHARP 2 PK RUANG IGD
1.3.2.05.02.04.004 | A.C. Split | 2017 | 2 | Pembelian | SHARP |  | 1,00 | 3.500.000,00 | AC SHARP 1/2 PK RUANG PK
1.3.2.05.02.04.004 | A.C. Split | 2017 | 3 | Pembelian | PANASONIC |  | 1,00 | 6.820.000,00 | AC 2 PK OK BARU 23082017
1.3.2.05.02.04.004 | A.C. Split | 2017 | 4 | Pembelian | PANASONIC |  | 1,00 | 3.190.000,00 | AC 1/2 OK BARU 23082017
1.3.2.05.02.04.004 | A.C. Split | 2017 | 5 | Pembelian | SHARP |  | 1,00 | 7.524.000,00 | AC SHARP 1/2 PK RUANG 0K ABPD ABT
1.3.2.05.02.04.004 | A.C. Split | 2017 | 6 | Pembelian | SHARP |  | 1,00 | 7.524.000,00 | AC SHARP 1/2 PK RUANG 0K ABPD ABT
1.3.2.05.02.04.004 | A.C. Split | 2017 | 7 | Pembelian | SHARP |  | 1,00 | 7.524.000,00 | AC SHARP 1/2 PK RUANG 0K ABPD ABT
1.3.2.05.02.04.004 | A.C. Split | 2017 | 8 | Pembelian | SHARP |  | 1,00 | 7.524.000,00 | AC SHARP 1/2 PK RUANG 0K ABPD ABT
1.3.2.05.02.04.004 | A.C. Split | 2017 | 9 | Pembelian | SHARP |  | 1,00 | 7.524.000,00 | AC SHARP 1/2 PK RUANG 0K ABPD ABT
1.3.2.05.02.04.004 | A.C. Split | 2017 | 10 | Pembelian | SHARP |  | 1,00 | 3.630.000,00 | AC SHARP 1/2 PK RUANG 0K ABPD ABT
1.3.2.05.02.04.004 | A.C. Split | 2017 | 11 | Pembelian | SHARP |  | 1,00 | 3.630.000,00 | AC SHARP 1/2 PK RUANG 0K ABPD ABT
1.3.2.05.02.04.004 | A.C. Split | 2017 | 12 | Pembelian | SHARP |  | 1,00 | 3.630.000,00 | AC SHARP 1/2 PK RUANG 0K ABPD ABT
1.3.2.05.02.04.004 | A.C. Split | 2017 | 13 | Pembelian | SHARP |  | 1,00 | 3.630.000,00 | AC SHARP 1/2 PK RUANG 0K ABPD ABT
1.3.2.05.02.04.004 | A.C. Split | 2017 | 14 | Pembelian | SHARP |  | 1,00 | 3.630.000,00 | AC SHARP 1/2 PK RUANG 0K ABPD ABT
1.3.2.05.02.04.004 | A.C. Split | 2017 | 15 | Pembelian | SHARP |  | 1,00 | 3.630.000,00 | AC SHARP 1/2 PK RUANG 0K ABPD ABT
1.3.2.05.02.04.004 | A.C. Split | 2018 | 1 | Pembelian | PANASONIC |  | 1,00 | 3.960.000,00 | AC 1/2 PK 18052018 BAMBANG IRAWAN
1.3.2.05.02.04.004 | A.C. Split | 2018 | 2 | Pembelian | Daikin |  | 1,00 | 4.740.000,00 | BLUD RSUD 2018
1.3.2.05.02.04.004 | A.C. Split | 2018 | 3 | Pembelian | Daikin |  | 1,00 | 4.740.000,00 | BLUD RSUD 2018
1.3.2.05.02.04.004 | A.C. Split | 2018 | 4 | Pembelian | Daikin |  | 1,00 | 4.740.000,00 | BLUD RSUD 2018
1.3.2.05.02.04.004 | A.C. Split | 2018 | 5 | Pembelian | Daikin |  | 1,00 | 4.740.000,00 | BLUD RSUD 2018
1.3.2.05.02.04.004 | A.C. Split | 2018 | 6 | Pembelian | Daikin |  | 1,00 | 4.740.000,00 | BLUD RSUD 2018
1.3.2.05.02.04.004 | A.C. Split | 2018 | 7 | Pembelian | Daikin |  | 1,00 | 4.740.000,00 | BLUD RSUD 2018
1.3.2.05.02.04.004 | A.C. Split | 2018 | 8 | Pembelian | Daikin |  | 1,00 | 4.740.000,00 | BLUD RSUD 2018
1.3.2.05.02.04.004 | A.C. Split | 2018 | 9 | Pembelian | Daikin |  | 1,00 | 4.740.000,00 | BLUD RSUD 2018
1.3.2.05.02.04.004 | A.C. Split | 2018 | 10 | Pembelian | Daikin |  | 1,00 | 4.740.000,00 | BLUD RSUD 2018
1.3.2.05.02.04.004 | A.C. Split | 2018 | 11 | Pembelian | Daikin |  | 1,00 | 4.740.000,00 | BLUD RSUD 2018
1.3.2.05.02.04.004 | A.C. Split | 2018 | 12 | Pembelian | PANASONIC |  | 1,00 | 4.515.750,00 | BLUD RSUD 2018
1.3.2.05.02.04.004 | A.C. Split | 2018 | 13 | Pembelian | PANASONIC |  | 1,00 | 4.515.750,00 | BLUD RSUD 2018
1.3.2.05.02.04.004 | A.C. Split | 2018 | 14 | Pembelian | DAIKIN |  | 1,00 | 4.460.000,00 | BLUD RSUD 2018
1.3.2.05.02.04.004 | A.C. Split | 2018 | 15 | Pembelian | DAIKIN |  | 1,00 | 4.460.000,00 | BLUD RSUD 2018
1.3.2.05.02.04.004 | A.C. Split | 2018 | 16 | Pembelian | DAIKIN |  | 1,00 | 4.460.000,00 | BLUD RSUD 2018
1.3.2.05.02.04.004 | A.C. Split | 2018 | 19 | Pembelian |  | Baik | 0,00 | 4.460.000,00 | AC 1/2 PK BAMBANG IRAWAN
1.3.2.05.02.04.004 | A.C. Split | 2018 | 20 | Pembelian |  | Baik | 0,00 | 4.460.000,00 | AC 1/2 PK BAMBANG IRAWAN
1.3.2.05.02.04.004 | A.C. Split | 2018 | 21 | Pembelian |  | Baik | 0,00 | 8.862.000,00 | AC 2 PK BAMBANG IRAWAN
1.3.2.05.02.04.004 | A.C. Split | 2018 | 22 | Pembelian |  | Baik | 0,00 | 8.862.000,00 | AC 2 PK BAMBANG IRAWAN
1.3.2.05.02.04.004 | A.C. Split | 2018 | 23 | Pembelian |  | Baik | 0,00 | 4.740.000,00 | AC 1 PK BAMBANG IRAWAN
1.3.2.05.02.04.004 | A.C. Split | 2018 | 24 | Pembelian |  | Baik | 0,00 | 4.460.000,00 | AC 1/2 PK BAMBANG IRAWAN
1.3.2.05.02.04.004 | A.C. Split | 2020 | 1 | Pembelian | DAIKIN 5 PK SV125DXYL |  | 1,00 | 31.550.000,00 | AC 5 PK RSUD
1.3.2.05.02.04.004 | A.C. Split | 2020 | 2 | Pembelian | PANASONIK 1/2 PK |  | 1,00 | 3.987.500,00 | AC 1/2 PK
1.3.2.05.02.04.004 | A.C. Split | 2020 | 3 | Pembelian | PANASONIK 1/2 PK |  | 1,00 | 3.987.500,00 | AC 1/2 PK
1.3.2.05.02.04.004 | A.C. Split | 2020 | 4 | Pembelian | PANASONIC 2 PK |  | 1,00 | 8.300.000,00 | AC 2 PK PANASONIC
1.3.2.05.02.04.004 | A.C. Split | 2020 | 5 | Pembelian | PANASONIC 2 PK |  | 1,00 | 8.300.000,00 | AC 2 PK PANASONIC
1.3.2.05.02.04.004 | A.C. Split | 2020 | 6 | Pembelian | PANASONIC 2 PK |  | 1,00 | 8.300.000,00 | AC 2 PK PANASONIC
1.3.2.05.02.04.004 | A.C. Split | 2020 | 7 | Pembelian | PANASONIC 2 PK |  | 1,00 | 8.300.000,00 | AC 2 PK PANASONIC
1.3.2.05.02.04.004 | A.C. Split | 2020 | 8 | Pembelian | PANASONIC 2 PK |  | 1,00 | 8.300.000,00 | AC 2 PK PANASONIC
1.3.2.05.02.04.004 | A.C. Split | 2020 | 9 | Pembelian | PANASONIC 2 PK |  | 1,00 | 8.300.000,00 | AC 2 PK PANASONIC
1.3.2.05.02.04.004 | A.C. Split | 2020 | 10 | Pembelian | PANASONIC 2 PK |  | 1,00 | 8.300.000,00 | AC 2 PK PANASONIC
1.3.2.05.02.04.004 | A.C. Split | 2020 | 12 | Pembelian | PANASONIC 1 PK |  | 1,00 | 4.800.000,00 | AC PANASONIC 1 PK
1.3.2.05.02.04.004 | A.C. Split | 2020 | 13 | Pembelian | PANASONIC 1 PK |  | 1,00 | 4.800.000,00 | AC PANASONIC 1 PK
1.3.2.05.02.04.004 | A.C. Split | 2020 | 14 | Pembelian | PANASONIC 1 PK |  | 1,00 | 4.800.000,00 | AC PANASONIC 1 PK
1.3.2.05.02.04.004 | A.C. Split | 2020 | 15 | Pembelian | PANASONIC 1 PK |  | 1,00 | 4.800.000,00 | AC PANASONIC 1 PK
1.3.2.05.02.04.004 | A.C. Split | 2020 | 16 | Pembelian | PANASONIC 1 PK |  | 1,00 | 4.800.000,00 | AC PANASONIC 1 PK
1.3.2.05.02.04.004 | A.C. Split | 2020 | 17 | Pembelian | PANASONIC 1 PK |  | 1,00 | 4.800.000,00 | AC PANASONIC 1 PK
1.3.2.05.02.04.004 | A.C. Split | 2020 | 18 | Pembelian | PANASONIC 1 PK |  | 1,00 | 4.800.000,00 | AC PANASONIC 1 PK
1.3.2.05.02.04.004 | A.C. Split | 2020 | 19 | Pembelian | PANASONIC 1 PK |  | 1,00 | 4.800.000,00 | AC PANASONIC 1 PK
1.3.2.05.02.04.004 | A.C. Split | 2020 | 20 | Pembelian | PANASONIC 1 PK |  | 1,00 | 4.800.000,00 | AC PANASONIC 1 PK
1.3.2.05.02.04.004 | A.C. Split | 2020 | 21 | Pembelian | PANASONIC 1 PK |  | 1,00 | 4.800.000,00 | AC PANASONIC 1 PK
1.3.2.05.02.04.004 | A.C. Split | 2020 | 22 | Pembelian | PANASONIC 1 PK |  | 1,00 | 4.800.000,00 | AC PANASONIC 1 PK
1.3.2.05.02.04.004 | A.C. Split | 2020 | 23 | Pembelian | PANASONIC 1/2 PK |  | 1,00 | 4.400.000,00 | AC PANASONIC 1/2 PK
1.3.2.05.02.04.004 | A.C. Split | 2020 | 24 | Pembelian | PANASONIC 1/2 PK |  | 1,00 | 4.400.000,00 | AC PANASONIC 1/2 PK
1.3.2.05.02.04.004 | A.C. Split | 2020 | 25 | Pembelian | PANASONIC 1/2 PK |  | 1,00 | 4.400.000,00 | AC PANASONIC 1/2 PK
1.3.2.05.02.04.004 | A.C. Split | 2020 | 26 | Pembelian |  |  | 1,00 | 4.500.000,00 | AC DAIKIN 1/2 PK
1.3.2.05.02.04.004 | A.C. Split | 2020 | 27 | Pembelian |  |  | 1,00 | 4.500.000,00 | AC DAIKIN 1/2 PK
1.3.2.05.02.04.004 | A.C. Split | 2020 | 30 | Pembelian |  |  | 0,00 | 8.300.000,00 | AC 2 Pk PANASONIC
1.3.2.05.02.04.004 | A.C. Split | 2020 | 31 | Pembelian |  |  | 0,00 | 8.300.000,00 | AC 2 Pk PANASONIC
1.3.2.05.02.04.004 | A.C. Split | 2020 | 32 | Pembelian |  |  | 0,00 | 4.800.000,00 | AC 1 Pk PANASONIC
1.3.2.05.02.04.004 | A.C. Split | 2020 | 33 | Pembelian |  |  | 0,00 | 4.800.000,00 | AC 1 Pk PANASONIC
1.3.2.05.02.04.004 | A.C. Split | 2020 | 34 | Pembelian |  |  | 0,00 | 4.800.000,00 | AC 1 Pk PANASONIC
1.3.2.05.02.04.004 | A.C. Split | 2020 | 35 | Pembelian |  |  | 0,00 | 4.400.000,00 | AC1/ 2 Pk PANASONIC
1.3.2.05.02.04.004 | A.C. Split | 2021 | 1 | BLUD | PANSONIC | Baik | 1,00 | 7.590.000,00 | AC PANASONIC 2 PK
1.3.2.05.02.04.004 | A.C. Split | 2021 | 2 | BLUD | PANSONIC | Baik | 1,00 | 7.590.000,00 | AC PANASONIC 2 PK
1.3.2.05.02.04.004 | A.C. Split | 2021 | 3 | Pembelian | AC 1 PK | Baik | 1,00 | 4.950.000,00 | AC 1 PK
1.3.2.05.02.04.004 | A.C. Split | 2021 | 4 | Pembelian | AC 1 PK | Baik | 1,00 | 4.950.000,00 | AC 1 PK
1.3.2.05.02.04.004 | A.C. Split | 2021 | 5 | Pembelian | AC 1 PK | Baik | 1,00 | 4.950.000,00 | AC 1 PK
1.3.2.05.02.04.004 | A.C. Split | 2021 | 6 | Pembelian | AC 1 PK | Baik | 1,00 | 4.950.000,00 | AC 1 PK
1.3.2.05.02.04.004 | A.C. Split | 2021 | 7 | BLUD | PANASONIC 2PK | Baik | 1,00 | 8.400.000,00 | AC 2 PK PANASONIC
1.3.2.05.02.04.004 | A.C. Split | 2021 | 8 | BLUD | PANASONIC 2PK | Baik | 1,00 | 8.400.000,00 | AC 2 PK PANASONIC
1.3.2.05.02.04.004 | A.C. Split | 2021 | 9 | BLUD | PANASONIC 1PK | Baik | 1,00 | 4.850.000,00 | AC 1 PK PANASONIC
1.3.2.05.02.04.004 | A.C. Split | 2021 | 10 | BLUD | PANASONIC 1PK | Baik | 1,00 | 4.850.000,00 | AC 1 PK PANASONIC
1.3.2.05.02.04.004 | A.C. Split | 2021 | 11 | BLUD | PANASONIC 1PK | Baik | 1,00 | 4.850.000,00 | AC 1 PK PANASONIC
1.3.2.05.02.04.004 | A.C. Split | 2021 | 12 | BLUD | PANASONIC 3/4PK | Baik | 1,00 | 4.680.000,00 | AC 3/4PK PANASONIC
1.3.2.05.02.04.004 | A.C. Split | 2021 | 13 | BLUD | PANASONIC 3/4PK | Baik | 1,00 | 4.680.000,00 | AC 3/4PK PANASONIC
1.3.2.05.02.04.004 | A.C. Split | 2021 | 14 | BLUD | PANASONIC 1/2PK | Baik | 1,00 | 4.550.000,00 | AC 1/2PK PANASONIC
1.3.2.05.02.04.005 | Portable Air Conditioner (Alat Pendingin)/ Standing floor | 2020 | 1 | Pembelian |  |  | 0,00 | 1.815.000,00 | Air Conditioner (Steam
1.3.2.05.02.04.006 | Kipas Angin | 2014 | 1 | Saldo |  | Baik | 1,00 | 640.000,00 | Kipas Angin Dinding
1.3.2.05.02.04.006 | Kipas Angin | 2014 | 2 | Saldo |  | Baik | 1,00 | 640.000,00 | Kipas Angin Dinding
1.3.2.05.02.04.006 | Kipas Angin | 2014 | 3 | Saldo |  | Baik | 1,00 | 640.000,00 | Kipas Angin Dinding
1.3.2.05.02.04.006 | Kipas Angin | 2014 | 4 | Saldo |  | Baik | 1,00 | 640.000,00 | Kipas Angin Dinding
1.3.2.05.02.04.006 | Kipas Angin | 2014 | 5 | Saldo |  | Baik | 1,00 | 640.000,00 | Kipas Angin Dinding
1.3.2.05.02.04.006 | Kipas Angin | 2014 | 6 | Saldo |  | Baik | 1,00 | 640.000,00 | Kipas Angin Dinding
1.3.2.05.02.04.006 | Kipas Angin | 2014 | 7 | Saldo |  | Baik | 1,00 | 640.000,00 | Kipas Angin Dinding
1.3.2.05.02.04.006 | Kipas Angin | 2014 | 8 | Saldo |  | Baik | 1,00 | 640.000,00 | Kipas Angin Dinding
1.3.2.05.02.04.006 | Kipas Angin | 2014 | 9 | Saldo |  | Baik | 1,00 | 640.000,00 | Kipas Angin Dinding
1.3.2.05.02.04.006 | Kipas Angin | 2014 | 10 | Saldo |  | Baik | 1,00 | 640.000,00 | Kipas Angin Dinding
1.3.2.05.02.04.006 | Kipas Angin | 2014 | 11 | Saldo |  | Baik | 1,00 | 640.000,00 | Kipas Angin Dinding
1.3.2.05.02.04.006 | Kipas Angin | 2014 | 12 | Saldo |  | Baik | 1,00 | 640.000,00 | Kipas Angin Dinding
1.3.2.05.02.04.006 | Kipas Angin | 2014 | 13 | Saldo |  | Baik | 1,00 | 640.000,00 | Kipas Angin Dinding
1.3.2.05.02.04.006 | Kipas Angin | 2014 | 14 | Saldo |  | Baik | 1,00 | 640.000,00 | Kipas Angin Dinding
1.3.2.05.02.04.006 | Kipas Angin | 2014 | 15 | Saldo |  | Baik | 1,00 | 640.000,00 | Kipas Angin Dinding
1.3.2.05.02.04.006 | Kipas Angin | 2014 | 16 | Saldo |  | Baik | 1,00 | 640.000,00 | Kipas Angin Dinding
1.3.2.05.02.04.006 | Kipas Angin | 2014 | 17 | Saldo |  | Baik | 1,00 | 640.000,00 | Kipas Angin Dinding
1.3.2.05.02.04.006 | Kipas Angin | 2014 | 18 | Saldo |  | Baik | 1,00 | 640.000,00 | Kipas Angin Dinding
1.3.2.05.02.04.006 | Kipas Angin | 2014 | 19 | Saldo |  | Baik | 1,00 | 640.000,00 | Kipas Angin Dinding
1.3.2.05.02.04.006 | Kipas Angin | 2014 | 20 | Saldo |  | Baik | 1,00 | 640.000,00 | Kipas Angin Dinding
1.3.2.05.02.04.006 | Kipas Angin | 2015 | 1 | Pembelian | REGENCY |  | 1,00 | 880.000,00 | Kipas Angin Berdiri
1.3.2.05.02.04.006 | Kipas Angin | 2015 | 2 | Pembelian | REGENCY |  | 1,00 | 880.000,00 | Kipas Angin Berdiri
1.3.2.05.02.04.006 | Kipas Angin | 2015 | 3 | Pembelian | REGENCY |  | 1,00 | 880.000,00 | Kipas Angin Berdiri
1.3.2.05.02.04.006 | Kipas Angin | 2015 | 4 | Pembelian | REGENCY |  | 1,00 | 880.000,00 | Kipas Angin Berdiri
1.3.2.05.02.04.006 | Kipas Angin | 2015 | 5 | Pembelian | REGENCY |  | 1,00 | 880.000,00 | Kipas Angin Berdiri
1.3.2.05.02.04.006 | Kipas Angin | 2015 | 6 | Pembelian | REGENCY |  | 1,00 | 880.000,00 | Kipas Angin Berdiri
1.3.2.05.02.04.006 | Kipas Angin | 2015 | 7 | Pembelian | REGENCY |  | 1,00 | 880.000,00 | Kipas Angin Berdiri
1.3.2.05.02.04.006 | Kipas Angin | 2015 | 8 | Pembelian | REGENCY |  | 1,00 | 880.000,00 | Kipas Angin Berdiri
1.3.2.05.02.04.006 | Kipas Angin | 2015 | 9 | Pembelian | REGENCY |  | 1,00 | 880.000,00 | Kipas Angin Berdiri
1.3.2.05.02.04.006 | Kipas Angin | 2015 | 10 | Pembelian | REGENCY |  | 1,00 | 880.000,00 | Kipas Angin Berdiri
1.3.2.05.02.04.006 | Kipas Angin | 2015 | 11 | Pembelian | REGENCY |  | 1,00 | 880.000,00 | Kipas Angin Berdiri
1.3.2.05.02.04.006 | Kipas Angin | 2015 | 12 | Pembelian | REGENCY |  | 1,00 | 880.000,00 | Kipas Angin Berdiri
1.3.2.05.02.04.006 | Kipas Angin | 2015 | 13 | Pembelian | REGENCY |  | 1,00 | 880.000,00 | Kipas Angin Berdiri
1.3.2.05.02.04.006 | Kipas Angin | 2015 | 14 | Pembelian | REGENCY |  | 1,00 | 880.000,00 | Kipas Angin Berdiri
1.3.2.05.02.04.006 | Kipas Angin | 2015 | 15 | Pembelian | REGENCY |  | 1,00 | 880.000,00 | Kipas Angin Berdiri
1.3.2.05.02.04.006 | Kipas Angin | 2015 | 16 | Pembelian | REGENCY |  | 1,00 | 660.000,00 | Kipas Angin Dinding
1.3.2.05.02.04.006 | Kipas Angin | 2015 | 17 | Pembelian | REGENCY |  | 1,00 | 660.000,00 | Kipas Angin Dinding
1.3.2.05.02.04.006 | Kipas Angin | 2015 | 18 | Pembelian | REGENCY |  | 1,00 | 660.000,00 | Kipas Angin Dinding
1.3.2.05.02.04.006 | Kipas Angin | 2015 | 19 | Pembelian | REGENCY |  | 1,00 | 660.000,00 | Kipas Angin Dinding
1.3.2.05.02.04.006 | Kipas Angin | 2015 | 20 | Pembelian | REGENCY |  | 1,00 | 660.000,00 | Kipas Angin Dinding
1.3.2.05.02.04.006 | Kipas Angin | 2015 | 21 | Pembelian | REGENCY |  | 1,00 | 660.000,00 | Kipas Angin Dinding
1.3.2.05.02.04.006 | Kipas Angin | 2015 | 22 | Pembelian | REGENCY |  | 1,00 | 660.000,00 | Kipas Angin Dinding
1.3.2.05.02.04.006 | Kipas Angin | 2015 | 23 | Pembelian | REGENCY |  | 1,00 | 660.000,00 | Kipas Angin Dinding
1.3.2.05.02.04.006 | Kipas Angin | 2015 | 24 | Pembelian | REGENCY |  | 1,00 | 660.000,00 | Kipas Angin Dinding
1.3.2.05.02.04.006 | Kipas Angin | 2015 | 25 | Pembelian | REGENCY |  | 1,00 | 660.000,00 | Kipas Angin Dinding
1.3.2.05.02.04.006 | Kipas Angin | 2015 | 26 | Pembelian | REGENCY |  | 1,00 | 660.000,00 | Kipas Angin Dinding
1.3.2.05.02.04.006 | Kipas Angin | 2015 | 27 | Pembelian | REGENCY |  | 1,00 | 660.000,00 | Kipas Angin Dinding
1.3.2.05.02.04.006 | Kipas Angin | 2015 | 28 | Pembelian | REGENCY |  | 1,00 | 660.000,00 | Kipas Angin Dinding
1.3.2.05.02.04.006 | Kipas Angin | 2015 | 29 | Pembelian | REGENCY |  | 1,00 | 660.000,00 | Kipas Angin Dinding
1.3.2.05.02.04.006 | Kipas Angin | 2015 | 30 | Pembelian | REGENCY |  | 1,00 | 660.000,00 | Kipas Angin Dinding
1.3.2.05.02.04.006 | Kipas Angin | 2015 | 31 | Pembelian | REGENCY |  | 1,00 | 660.000,00 | Kipas Angin Dinding
1.3.2.05.02.04.006 | Kipas Angin | 2015 | 32 | Pembelian | REGENCY |  | 1,00 | 660.000,00 | Kipas Angin Dinding
1.3.2.05.02.04.006 | Kipas Angin | 2015 | 33 | Pembelian | REGENCY |  | 1,00 | 660.000,00 | Kipas Angin Dinding
1.3.2.05.02.04.006 | Kipas Angin | 2015 | 34 | Pembelian | REGENCY |  | 1,00 | 660.000,00 | Kipas Angin Dinding
1.3.2.05.02.04.006 | Kipas Angin | 2015 | 35 | Pembelian | REGENCY |  | 1,00 | 660.000,00 | Kipas Angin Dinding
1.3.2.05.02.04.006 | Kipas Angin | 2015 | 36 | Pembelian | REGENCY |  | 1,00 | 616.000,00 | Kipas Angin Dinding
1.3.2.05.02.04.006 | Kipas Angin | 2015 | 37 | Pembelian | REGENCY |  | 1,00 | 616.000,00 | Kipas Angin Dinding
1.3.2.05.02.04.006 | Kipas Angin | 2015 | 38 | Pembelian | REGENCY |  | 1,00 | 616.000,00 | Kipas Angin Dinding
1.3.2.05.02.04.006 | Kipas Angin | 2015 | 39 | Pembelian | REGENCY |  | 1,00 | 616.000,00 | Kipas Angin Dinding
1.3.2.05.02.04.006 | Kipas Angin | 2015 | 40 | Pembelian | REGENCY |  | 1,00 | 616.000,00 | Kipas Angin Dinding
1.3.2.05.02.04.006 | Kipas Angin | 2016 | 1 | Pembelian | Regency |  | 1,00 | 704.000,00 | Kipas Angin Standar Regency 18"
1.3.2.05.02.04.006 | Kipas Angin | 2016 | 2 | Pembelian | Regency |  | 1,00 | 665.500,00 | Kipas Angin Dinding Regency 18"
1.3.2.05.02.04.006 | Kipas Angin | 2016 | 3 | Pembelian | Regency |  | 1,00 | 665.500,00 | Kipas Angin Dinding Regency 18"
1.3.2.05.02.04.006 | Kipas Angin | 2016 | 4 | Pembelian | Regency |  | 1,00 | 665.500,00 | Kipas Angin Dinding Regency 18"
1.3.2.05.02.04.006 | Kipas Angin | 2016 | 5 | Pembelian | Regency |  | 1,00 | 665.500,00 | Kipas Angin Dinding Regency 18"
1.3.2.05.02.04.006 | Kipas Angin | 2016 | 6 | Pembelian | Regency |  | 1,00 | 665.500,00 | Kipas Angin Dinding Regency 18"
1.3.2.05.02.04.006 | Kipas Angin | 2016 | 7 | Pembelian | Regency |  | 1,00 | 665.500,00 | Kipas Angin Dinding Regency 18"
1.3.2.05.02.04.006 | Kipas Angin | 2016 | 8 | Pembelian | Regency |  | 1,00 | 665.500,00 | Kipas Angin Dinding Regency 18"
1.3.2.05.02.04.006 | Kipas Angin | 2016 | 9 | Pembelian | Regency |  | 1,00 | 665.500,00 | Kipas Angin Dinding Regency 18"
1.3.2.05.02.04.006 | Kipas Angin | 2016 | 10 | Pembelian | Regency |  | 1,00 | 704.000,00 | Kipas Angin Regency 18 "
1.3.2.05.02.04.007 | Exhause Fan | 2008 | 11 | Saldo |  | Baik | 1,00 | 595.000,00 | exhause fan
1.3.2.05.02.04.007 | Exhause Fan | 2008 | 12 | Saldo |  | Baik | 1,00 | 595.000,00 | exhause fan
1.3.2.05.02.04.007 | Exhause Fan | 2008 | 13 | Saldo |  | Baik | 1,00 | 595.000,00 | exhause fan
1.3.2.05.02.04.007 | Exhause Fan | 2008 | 14 | Saldo |  | Baik | 1,00 | 595.000,00 | exhause fan
1.3.2.05.02.04.007 | Exhause Fan | 2008 | 15 | Saldo |  | Baik | 1,00 | 595.000,00 | exhause fan
1.3.2.05.02.04.007 | Exhause Fan | 2008 | 16 | Saldo |  | Baik | 1,00 | 595.000,00 | exhause fan
1.3.2.05.02.04.007 | Exhause Fan | 2008 | 17 | Saldo |  | Baik | 1,00 | 595.000,00 | exhause fan
1.3.2.05.02.04.007 | Exhause Fan | 2008 | 18 | Saldo |  | Baik | 1,00 | 595.000,00 | exhause fan
1.3.2.05.02.04.007 | Exhause Fan | 2008 | 19 | Saldo |  | Baik | 1,00 | 595.000,00 | exhause fan
1.3.2.05.02.04.007 | Exhause Fan | 2008 | 20 | Saldo |  | Baik | 1,00 | 595.000,00 | exhause fan
1.3.2.05.02.04.007 | Exhause Fan | 2016 | 1 | Pembelian | Panasonic |  | 1,00 | 605.000,00 | Exhoust Fan
1.3.2.05.02.04.007 | Exhause Fan | 2016 | 2 | Pembelian | Panasonic |  | 1,00 | 605.000,00 | Exhoust Fan
1.3.2.05.02.04.007 | Exhause Fan | 2016 | 3 | Pembelian | Panasonic |  | 1,00 | 605.000,00 | Exhoust Fan
1.3.2.05.02.04.007 | Exhause Fan | 2016 | 4 | Pembelian | Panasonic |  | 1,00 | 605.000,00 | Exhoust Fan
1.3.2.05.02.04.007 | Exhause Fan | 2016 | 5 | Pembelian | Panasonic |  | 1,00 | 605.000,00 | Exhoust Fan
1.3.2.05.02.04.007 | Exhause Fan | 2021 | 1 | Pembelian | LOKAL | Baik | 1,00 | 750.000,00 | REKLAS PEMELIHARAAN STRAWBERI ( EXHAUSE FAN)
1.3.2.05.02.04.007 | Exhause Fan | 2021 | 2 | Pembelian | LOKAL | Baik | 1,00 | 750.000,00 | REKLAS PEMELIHARAAN STRAWBERI ( EXHAUSE FAN)
1.3.2.05.02.04.007 | Exhause Fan | 2021 | 3 | Pembelian | LOKAL | Baik | 1,00 | 750.000,00 | GEDUNG TULIP / GEDUNG PARU 1 DAN 2 ( EXHAUSE FAN)
1.3.2.05.02.04.007 | Exhause Fan | 2021 | 4 | Pembelian | LOKAL | Baik | 1,00 | 750.000,00 | GEDUNG TULIP / GEDUNG PARU 1 DAN 2 ( EXHAUSE FAN)
1.3.2.05.02.04.009 | Reach In Frezzer | 2012 | 1 | Saldo |  | Baik | 1,00 | 6.699.000,00 | Chest Freezer Dapur
1.3.2.05.02.04.017 | Showcase | 2012 | 2 | Saldo |  | Baik | 1,00 | 4.169.000,00 | Showcase Dapur
1.3.2.05.02.04.017 | Showcase | 2012 | 3 | Saldo |  | Baik | 1,00 | 4.169.000,00 | Showcase Dapur
1.3.2.05.02.04.017 | Showcase | 2012 | 4 | Saldo |  | Baik | 1,00 | 4.169.000,00 | Showcase Dapur
1.3.2.05.02.04.018 | AC unit | 2019 | 5 | Pembelian |  | Baik | 0,00 | 4.812.000,00 | Serah Terima AC PANASONIK 1 PK
1.3.2.05.02.04.018 | AC unit | 2019 | 6 | Pembelian |  | Baik | 0,00 | 4.812.000,00 | Serah Terima AC PANASONIK 1 PK
1.3.2.05.02.04.018 | AC unit | 2019 | 7 | Pembelian |  | Baik | 0,00 | 4.812.000,00 | Serah Terima AC PANASONIK 1 PK
1.3.2.05.02.04.018 | AC unit | 2019 | 8 | Pembelian |  | Baik | 0,00 | 4.812.000,00 | Serah Terima AC PANASONIK 1 PK
1.3.2.05.02.04.018 | AC unit | 2019 | 9 | Pembelian |  | Baik | 0,00 | 4.812.000,00 | Serah Terima AC PANASONIK 1 PK
1.3.2.05.02.04.018 | AC unit | 2019 | 10 | Pembelian |  | Baik | 0,00 | 4.812.000,00 | Serah Terima AC PANASONIK 1 PK
1.3.2.05.02.04.018 | AC unit | 2019 | 11 | Pembelian |  | Baik | 0,00 | 4.812.000,00 | Serah Terima AC PANASONIK 1 PK
1.3.2.05.02.04.018 | AC unit | 2019 | 12 | Pembelian |  | Baik | 0,00 | 4.812.000,00 | Serah Terima AC PANASONIK 1 PK
1.3.2.05.02.04.018 | AC unit | 2019 | 13 | Pembelian |  | Baik | 0,00 | 4.812.000,00 | Serah Terima AC PANASONIK 1 PK
1.3.2.05.02.04.018 | AC unit | 2019 | 14 | Pembelian |  | Baik | 0,00 | 4.812.000,00 | Serah Terima AC PANASONIK 1 PK
1.3.2.05.02.05.002 | Kompor Gas (Alat Dapur) | 2016 | 1 | Pembelian | Rinnai |  | 0,00 | 990.000,00 | Kompor Gas Rinnai
1.3.2.05.02.05.002 | Kompor Gas (Alat Dapur) | 2018 | 1 | Pembelian | Rinai |  | 1,00 | 1.045.000,00 | KOMPOR GAS, REGULATOR, TABUNG GAS 23052018 BAMBANG IRAWAN
1.3.2.05.02.05.002 | Kompor Gas (Alat Dapur) | 2019 | 1 | Pembelian |  | Baik | 0,00 | 550.000,00 | KOMPOR GAS RINNAI
1.3.2.05.02.05.002 | Kompor Gas (Alat Dapur) | 2021 | 1 | BLUD | RINNAI 1 TUNGKU | Baik | 1,00 | 908.500,00 | KOMPOR GAS 1 TUNGKU RINNAI
1.3.2.05.02.05.005 | Rice Cooker (Alat Dapur) | 2016 | 1 | Pembelian | YONG MA |  | 1,00 | 715.000,00 | MAGIC COM YONGMA
1.3.2.05.02.05.007 | Rice Warmer | 2011 | 5 | Saldo |  | Baik | 1,00 | 687.500,00 | Termos Air Panas Stainleestels
1.3.2.05.02.05.007 | Rice Warmer | 2012 | 1 | Saldo |  | Baik | 1,00 | 2.354.000,00 | Alas Meja Stainless Steel Dapur
1.3.2.05.02.05.008 | Kitchen Set | 2013 | 1 | Saldo |  | Baik | 1,00 | 993.333,00 | Panci Presto
1.3.2.05.02.05.008 | Kitchen Set | 2013 | 2 | Saldo |  | Baik | 1,00 | 993.333,00 | Panci Presto
1.3.2.05.02.05.008 | Kitchen Set | 2013 | 3 | Saldo |  | Baik | 1,00 | 993.334,00 | Panci Presto
1.3.2.05.02.05.009 | Tabung Gas | 2009 | 1 | Saldo |  | Baik | 1,00 | 700.000,00 | tabung gas
1.3.2.05.02.05.009 | Tabung Gas | 2009 | 2 | Saldo |  | Baik | 1,00 | 700.000,00 | tabung gas
1.3.2.05.02.05.016 | Alat Penyimpan Beras | 2011 | 4 | Saldo |  | Baik | 1,00 | 518.750,00 | Tempat Beras 38 Kg
1.3.2.05.02.05.018 | Blender | 2011 | 3 | Saldo |  | Baik | 1,00 | 528.750,00 | Blender
1.3.2.05.02.05.026 | Dst.... | 2018 | 1 | Pembelian | PANASONIC |  | 1,00 | 660.000,00 | MAGIC COM MERAH 23052018 BAMBANG IRAWAN
1.3.2.05.02.06.002 | Televisi | 2007 | 1 | Saldo |  | Baik | 1,00 | 1.499.000,00
1.3.2.05.02.06.002 | Televisi | 2007 | 2 | Saldo |  | Baik | 1,00 | 1.499.000,00
1.3.2.05.02.06.002 | Televisi | 2007 | 3 | Saldo |  | Baik | 1,00 | 1.499.000,00
1.3.2.05.02.06.002 | Televisi | 2007 | 4 | Saldo |  | Baik | 1,00 | 1.499.000,00 | tv 14
1.3.2.05.02.06.002 | Televisi | 2012 | 1 | Saldo |  | Baik | 1,00 | 1.490.500,00 | TV Flat 21 "
1.3.2.05.02.06.002 | Televisi | 2012 | 2 | Saldo |  | Baik | 1,00 | 1.490.500,00 | TV Flat 21 "
1.3.2.05.02.06.002 | Televisi | 2012 | 3 | Saldo |  | Baik | 1,00 | 1.490.500,00 | TV Flat 21 "
1.3.2.05.02.06.002 | Televisi | 2012 | 4 | Saldo |  | Baik | 1,00 | 1.490.500,00 | TV Flat 21 "
1.3.2.05.02.06.002 | Televisi | 2012 | 5 | Saldo |  | Baik | 1,00 | 2.183.500,00 | TV LCD 24"
1.3.2.05.02.06.002 | Televisi | 2012 | 6 | Saldo |  | Baik | 1,00 | 2.183.500,00 | TV LCD 24"
1.3.2.05.02.06.002 | Televisi | 2012 | 7 | Saldo |  | Baik | 1,00 | 2.183.500,00 | TV LCD 24"
1.3.2.05.02.06.002 | Televisi | 2012 | 8 | Saldo |  | Baik | 1,00 | 2.183.500,00 | TV LCD 24"
1.3.2.05.02.06.002 | Televisi | 2012 | 9 | Saldo |  | Baik | 1,00 | 4.639.937,50 | TV LCD 32"
1.3.2.05.02.06.002 | Televisi | 2012 | 10 | Saldo |  | Baik | 1,00 | 3.149.698,75 | TV LCD 24"
1.3.2.05.02.06.002 | Televisi | 2015 | 1 | Pembelian | LG |  | 1,00 | 4.400.000,00 | TV LCD 32"
1.3.2.05.02.06.002 | Televisi | 2015 | 2 | Pembelian | LG |  | 1,00 | 4.400.000,00 | TV LCD 32"
1.3.2.05.02.06.002 | Televisi | 2015 | 3 | Pembelian | SAMSUNG |  | 1,00 | 2.530.000,00 | TV LED Samsung 24"
1.3.2.05.02.06.002 | Televisi | 2015 | 4 | Pembelian | SAMSUNG |  | 1,00 | 2.530.000,00 | TV LED 24"
1.3.2.05.02.06.002 | Televisi | 2015 | 5 | Pembelian | SAMSUNG |  | 1,00 | 2.530.000,00 | TV LED 24"
1.3.2.05.02.06.002 | Televisi | 2015 | 6 | Pembelian | SAMSUNG |  | 1,00 | 2.530.000,00 | TV LED 24"
1.3.2.05.02.06.002 | Televisi | 2015 | 7 | Pembelian | SAMSUNG |  | 1,00 | 2.530.000,00 | TV LED 24"
1.3.2.05.02.06.002 | Televisi | 2018 | 1 | Pembelian | PANASONIC |  | 1,00 | 5.005.000,00 | TV + PARABOLA 18052018 BAMBANG IRAWAN
1.3.2.05.02.06.002 | Televisi | 2018 | 2 | Pembelian |  | Baik | 0,00 | 2.900.000,00 | TV LED 32 Inci Panasonik
1.3.2.05.02.06.002 | Televisi | 2018 | 3 | Pembelian |  | Baik | 0,00 | 2.900.000,00 | TV LED 32 Inci Panasonik
1.3.2.05.02.06.002 | Televisi | 2018 | 4 | Pembelian |  | Baik | 0,00 | 2.900.000,00 | TV LED 32 Inci Panasonik
1.3.2.05.02.06.002 | Televisi | 2018 | 5 | Pembelian |  | Baik | 0,00 | 2.900.000,00 | TV LED 32 Inci Panasonik
1.3.2.05.02.06.002 | Televisi | 2018 | 6 | Pembelian |  | Baik | 0,00 | 2.900.000,00 | TV LED 32 Inci Panasonik
1.3.2.05.02.06.002 | Televisi | 2018 | 7 | Pembelian |  | Baik | 0,00 | 2.900.000,00 | TV LED 32 Inci Panasonik
1.3.2.05.02.06.002 | Televisi | 2018 | 8 | Pembelian |  | Baik | 0,00 | 2.900.000,00 | TV LED 32 Inci Panasonik
1.3.2.05.02.06.002 | Televisi | 2018 | 9 | Pembelian |  | Baik | 0,00 | 2.900.000,00 | TV LED 32 Inci Panasonik
1.3.2.05.02.06.002 | Televisi | 2020 | 1 | Pembelian |  |  | 1,00 | 3.000.000,00
1.3.2.05.02.06.002 | Televisi | 2020 | 2 | Pembelian |  |  | 1,00 | 3.000.000,00
1.3.2.05.02.06.002 | Televisi | 2020 | 3 | Pembelian |  |  | 1,00 | 3.000.000,00
1.3.2.05.02.06.002 | Televisi | 2020 | 4 | Pembelian |  |  | 1,00 | 3.000.000,00
1.3.2.05.02.06.002 | Televisi | 2020 | 5 | Pembelian |  |  | 1,00 | 3.000.000,00
1.3.2.05.02.06.002 | Televisi | 2020 | 6 | Pembelian |  |  | 1,00 | 3.000.000,00
1.3.2.05.02.06.005 | Amplifier | 2015 | 1 | Pembelian | BMB |  | 1,00 | 2.585.000,00 | Amplifier BMB
1.3.2.05.02.06.007 | Loudspeaker | 2015 | 1 | Pembelian | BMB |  | 1,00 | 2.640.000,00 | Speaker BMB 2 Buah
1.3.2.05.02.06.007 | Loudspeaker | 2017 | 1 | Pembelian | - |  | 1,00 | 3.500.000,00 | SPEAKER APOTEK
1.3.2.05.02.06.008 | Sound System | 2016 | 1 | Pembelian | campuran |  | 1,00 | 6.160.000,00 | Sound System
1.3.2.05.02.06.012 | Wireless | 2010 | 1 | Saldo |  | Baik | 1,00 | 1.950.000,00 | Wireless dan Modem
1.3.2.05.02.06.014 | Microphone | 2020 | 1 | Pembelian |  |  | 0,00 | 1.100.000,00 | Microphone System
1.3.2.05.02.06.036 | Tangga Aluminium | 2007 | 1 | Saldo |  | Baik | 1,00 | 1.980.000,00
1.3.2.05.02.06.036 | Tangga Aluminium | 2007 | 2 | Saldo |  | Baik | 1,00 | 1.980.000,00
1.3.2.05.02.06.036 | Tangga Aluminium | 2019 | 1 | Pembelian |  | Baik | 0,00 | 1.650.000,00 | Reklas TANGGA LIPAT ALUMUNIUM FARMASI
1.3.2.05.02.06.036 | Tangga Aluminium | 2020 | 1 | Pembelian |  |  | 0,00 | 1.925.000,00 | Tangga Lipat
1.3.2.05.02.06.038 | Dispenser | 2010 | 2 | Saldo |  | Baik | 1,00 | 750.000,00 | dispenser
1.3.2.05.02.06.038 | Dispenser | 2011 | 1 | Saldo |  | Baik | 1,00 | 500.000,00 | Dispencer Hot & cold
1.3.2.05.02.06.038 | Dispenser | 2011 | 2 | Saldo |  | Baik | 1,00 | 500.000,00 | Dispencer Hot & cold
1.3.2.05.02.06.038 | Dispenser | 2011 | 3 | Saldo |  | Baik | 1,00 | 500.000,00 | Dispencer Hot & cold
1.3.2.05.02.06.038 | Dispenser | 2012 | 1 | Saldo |  | Baik | 1,00 | 1.228.218,75 | Dispencer Hot & cold
1.3.2.05.02.06.038 | Dispenser | 2016 | 2 | Pembelian | Miyako |  | 1,00 | 770.000,00 | Dispenser Miyako
1.3.2.05.02.06.038 | Dispenser | 2021 | 1 | BLUD | POLYTRION | Baik | 1,00 | 3.600.000,00 | DISPENSER POLYTRON
1.3.2.05.02.06.038 | Dispenser | 2021 | 2 | BLUD | MIYAKO | Baik | 1,00 | 700.000,00 | DISPENSER MIYAKO WD-389 HC
1.3.2.05.02.06.038 | Dispenser | 2021 | 3 | BLUD | MIYAKO | Baik | 1,00 | 700.000,00 | DISPENSER MIYAKO WD-389 HC
1.3.2.05.02.06.043 | Mesin Pengering Pakaian | 2020 | 1 | Pembelian |  |  | 0,00 | 62.500.000,00 | AUTOMATIC SEALER BRAND SHINVA CSSD
1.3.2.05.02.06.056 | Heater (Alat Rumah Tangga Lainnya ( Home Use ) | 2020 | 1 | Pembelian |  |  | 1,00 | 6.300.000,00 | WATER HEATER
1.3.2.05.02.06.056 | Heater (Alat Rumah Tangga Lainnya ( Home Use ) | 2020 | 2 | Pembelian |  |  | 1,00 | 6.300.000,00 | WATER HEATER
1.3.2.05.02.06.056 | Heater (Alat Rumah Tangga Lainnya ( Home Use ) | 2021 | 1 | BLUD | ARISTON AN15R | Baik | 1,00 | 4.510.000,00 | WATER HEATER ARISON AN15R
1.3.2.05.02.06.056 | Heater (Alat Rumah Tangga Lainnya ( Home Use ) | 2021 | 2 | BLUD | ARISTON AN15R | Baik | 1,00 | 4.510.000,00 | WATER HEATER ARISON AN15R
1.3.2.05.02.06.056 | Heater (Alat Rumah Tangga Lainnya ( Home Use ) | 2021 | 3 | BLUD | ARISTON AN15R | Baik | 1,00 | 4.785.000,00 | WATER HEATER ARISTON AN15R
1.3.2.05.02.06.056 | Heater (Alat Rumah Tangga Lainnya ( Home Use ) | 2021 | 4 | BLUD | ARISTON AN15R | Baik | 1,00 | 4.785.000,00 | WATER HEATER ARISTON AN15R
1.3.2.05.02.06.056 | Heater (Alat Rumah Tangga Lainnya ( Home Use ) | 2021 | 5 | BLUD | ARISTON | Baik | 1,00 | 4.838.000,00 | WATER HEATER 30 LT
1.3.2.05.02.06.056 | Heater (Alat Rumah Tangga Lainnya ( Home Use ) | 2021 | 6 | BLUD | ARISTON | Baik | 1,00 | 4.838.000,00 | WATER HEATER 30 LT
1.3.2.05.02.06.075 | Tangki Air | 2020 | 1 | Serah Terima |  |  | 1,00 | 766.150,00 | ST DR DPUTRP TEMPAT CUCI TANGA COVID 19
1.3.2.05.02.06.077 | Dst.... | 2015 | 1 | Pembelian | WESSER |  | 1,00 | 900.000,00 | Mesin Pompa air
1.3.2.05.02.06.077 | Dst.... | 2015 | 2 | Pembelian | WESSER |  | 1,00 | 900.000,00 | Mesin Pompa air
1.3.2.05.02.06.077 | Dst.... | 2015 | 3 | Pembelian | WESSER |  | 1,00 | 900.000,00 | Mesin Pompa air
1.3.2.05.02.06.077 | Dst.... | 2015 | 4 | Pembelian | WESSER |  | 1,00 | 900.000,00 | Mesin Pompa air
1.3.2.05.02.06.077 | Dst.... | 2015 | 5 | Pembelian | WESSER |  | 1,00 | 900.000,00 | Mesin Pompa air
1.3.2.05.02.06.077 | Dst.... | 2015 | 12 | Pembelian | lokal |  | 1,00 | 2.519.000,00 | Teralis Pintu Ranap
1.3.2.05.02.06.077 | Dst.... | 2015 | 13 | Pembelian | lokal |  | 1,00 | 2.519.000,00 | Teralis Pintu Ranap
1.3.2.05.02.06.077 | Dst.... | 2015 | 14 | Pembelian | lokal |  | 1,00 | 2.519.000,00 | Teralis Pintu Ranap
1.3.2.05.02.06.085 | Tempat Sampah | 2021 | 1 | BLUD | LOKAL | Baik | 1,00 | 605.000,00 | TONG SAMPAH BESAR
1.3.2.05.02.06.085 | Tempat Sampah | 2021 | 2 | BLUD | LOKAL | Baik | 1,00 | 605.000,00 | TONG SAMPAH BESAR
1.3.2.05.02.06.085 | Tempat Sampah | 2021 | 3 | BLUD | LOKAL | Baik | 1,00 | 605.000,00 | TONG SAMPAH BESAR
1.3.2.05.02.06.085 | Tempat Sampah | 2021 | 4 | BLUD | LOKAL | Baik | 1,00 | 605.000,00 | TONG SAMPAH BESAR
1.3.2.05.02.06.085 | Tempat Sampah | 2021 | 5 | BLUD | LOKAL | Baik | 1,00 | 605.000,00 | TONG SAMPAH BESAR
1.3.2.05.02.06.093 | Tower Air | 2020 | 1 | Serah Terima |  |  | 1,00 | 1.591.678,00 | ST DR DPUTRP TEMPAT CUCI TANGA COVID 19
1.3.2.05.02.06.095 | DVD RW Player | 2012 | 1 | Saldo |  | Baik | 1,00 | 627.756,25 | DVD
1.3.2.05.02.06.096 | PABX Telepon | 2009 | 1 | Saldo |  | Baik | 1,00 | 59.705.000,00 | PABX TELEPON
1.3.2.05.02.06.103 | Mesin Air | 2017 | 1 | Pembelian | LOKAL |  | 1,00 | 990.000,00 | MESIN AIR SEMI JET PUMP 15/06/2017
1.3.2.05.02.06.103 | Mesin Air | 2017 | 2 | Pembelian | LOKAL |  | 1,00 | 990.000,00 | MESIN AIR SEMI JET PUMP 15/06/2017
1.3.2.05.02.06.103 | Mesin Air | 2017 | 3 | Pembelian | LOKAL |  | 1,00 | 990.000,00 | MESIN AIR SEMI JET PUMP 15/06/2017
1.3.2.05.02.06.103 | Mesin Air | 2017 | 4 | Pembelian | WASER |  | 1,00 | 990.000,00 | MESIN AIR JET PUMP PERLENGKAPAN 23082017
1.3.2.05.02.06.103 | Mesin Air | 2017 | 5 | Pembelian | WASER |  | 1,00 | 990.000,00 | MESIN AIR JET PUMP PERLENGKAPAN 23082017
1.3.2.05.02.06.103 | Mesin Air | 2020 | 1 | Pembelian |  |  | 0,00 | 1.017.500,00 | Mesin Air Semi
1.3.2.05.02.06.103 | Mesin Air | 2020 | 2 | Pembelian |  |  | 0,00 | 1.017.500,00 | Mesin Air Semi
1.3.2.05.02.06.103 | Mesin Air | 2020 | 3 | Pembelian |  |  | 0,00 | 1.017.500,00 | Mesin Air Semi
1.3.2.05.02.06.103 | Mesin Air | 2020 | 4 | Pembelian |  |  | 0,00 | 1.017.500,00 | Mesin Air Semi
1.3.2.05.02.06.103 | Mesin Air | 2020 | 5 | Pembelian |  |  | 0,00 | 1.017.500,00 | Mesin Air Semi
1.3.2.05.02.06.103 | Mesin Air | 2020 | 6 | Pembelian |  |  | 0,00 | 1.017.500,00 | Mesin Air Semi
1.3.2.05.02.06.103 | Mesin Air | 2020 | 7 | Pembelian |  |  | 0,00 | 2.563.500,00 | Mesin Air Jet Pump
1.3.2.05.02.06.103 | Mesin Air | 2020 | 8 | Pembelian |  |  | 0,00 | 2.563.500,00 | Mesin Air Jet Pump
1.3.2.05.02.06.103 | Mesin Air | 2021 | 1 | BLUD | MESIN PENDORONG AIR ( BOOSTER PUMP ) PB-31BEA | Baik | 1,00 | 2.000.000,00 | MESIN PENDORONG AIR ( BOOSTER PUMP ) PB-31BEA
1.3.2.05.02.06.103 | Mesin Air | 2021 | 2 | BLUD | MESIN AIR JET PUMP SHIMIZU | Baik | 1,00 | 2.750.000,00 | MESIN AIR JET PUMP SHIMIZU
1.3.2.05.02.06.112 | Trolley | 2019 | 1 | Pembelian |  | Baik | 0,00 | 680.000,00 | Reklas TROLLEY ALUMUNIUM FARMASI
1.3.2.05.02.06.112 | Trolley | 2019 | 2 | Pembelian |  | Baik | 0,00 | 900.000,00 | Reklas TROLLEY ALUMUNIUM FARMASI
1.3.2.05.02.06.112 | Trolley | 2020 | 1 | Pembelian | lokal |  | 1,00 | 1.889.690,00 | TROLLY CS LOKAL
1.3.2.05.02.06.112 | Trolley | 2020 | 2 | Pembelian | lokal |  | 1,00 | 1.889.690,00 | TROLLY CS LOKAL
1.3.2.05.02.06.121 | Antena Parabola | 2018 | 1 | Pembelian |  | Baik | 0,00 | 3.430.000,00 | PARABOLA SET
1.3.2.05.02.06.121 | Antena Parabola | 2018 | 2 | Pembelian |  | Baik | 0,00 | 3.430.000,00 | PARABOLA SET
1.3.2.05.02.06.121 | Antena Parabola | 2020 | 1 | Pembelian | lokal |  | 1,00 | 3.000.000,00 | parabola set bougenvil
1.3.2.05.02.06.121 | Antena Parabola | 2020 | 2 | Pembelian | lokal |  | 1,00 | 2.200.000,00 | parabola set STARWBERY
1.3.2.05.02.06.123 | Portal | 2015 | 11 | Pembelian | lokal |  | 1,00 | 3.223.000,00 | Portal Gerbang Masuk
1.3.2.05.02.07.001 | Alat Pemadam/Portable | 2012 | 1 | Saldo |  | Baik | 1,00 | 990.000,00 | Alat Pemadam Api Ringan (APAR)
1.3.2.05.02.07.001 | Alat Pemadam/Portable | 2012 | 2 | Saldo |  | Baik | 1,00 | 990.000,00 | Alat Pemadam Api Ringan (APAR)
1.3.2.05.02.07.001 | Alat Pemadam/Portable | 2012 | 3 | Saldo |  | Baik | 1,00 | 990.000,00 | Alat Pemadam Api Ringan (APAR)
1.3.2.05.02.07.001 | Alat Pemadam/Portable | 2012 | 4 | Saldo |  | Baik | 1,00 | 990.000,00 | Alat Pemadam Api Ringan (APAR)
1.3.2.05.02.07.001 | Alat Pemadam/Portable | 2012 | 5 | Saldo |  | Baik | 1,00 | 990.000,00 | Alat Pemadam Api Ringan (APAR)
1.3.2.05.02.07.001 | Alat Pemadam/Portable | 2012 | 6 | Saldo |  | Baik | 1,00 | 990.000,00 | Alat Pemadam Api Ringan (APAR)
1.3.2.05.02.07.001 | Alat Pemadam/Portable | 2012 | 7 | Saldo |  | Baik | 1,00 | 990.000,00 | Alat Pemadam Api Ringan (APAR)
1.3.2.05.02.07.001 | Alat Pemadam/Portable | 2012 | 8 | Saldo |  | Baik | 1,00 | 990.000,00 | Alat Pemadam Api Ringan (APAR)
1.3.2.05.02.07.001 | Alat Pemadam/Portable | 2012 | 9 | Saldo |  | Baik | 1,00 | 990.000,00 | Alat Pemadam Api Ringan (APAR)
1.3.2.05.02.07.001 | Alat Pemadam/Portable | 2012 | 10 | Saldo |  | Baik | 1,00 | 990.000,00 | Alat Pemadam Api Ringan (APAR)
1.3.2.05.03.07.007 | Lemari Buku Arsip Untuk Arsip Dinamis | 2009 | 1 | Saldo |  | Baik | 1,00 | 5.000.000,00 | almari buku
1.3.2.06.01.01.036 | Microphone/Wireless MIC | 2015 | 1 | Pembelian | Aiwa |  | 1,00 | 715.000,00 | Mix wireless
1.3.2.06.01.01.036 | Microphone/Wireless MIC | 2018 | 1 | Pembelian |  | Baik | 0,00 | 1.300.000,00 | MIC WIRELESS
1.3.2.06.01.01.096 | Dst.... | 2015 | 1 | Pembelian | Speaker Stand |  | 1,00 | 1.320.000,00 | Tiang Speaker
1.3.2.06.01.01.112 | Proyektor + Attachmen | 2007 | 2 | Saldo |  | Baik | 1,00 | 12.450.000,00 | Proyektor + layar
1.3.2.06.01.01.112 | Proyektor + Attachmen | 2015 | 1 | Pembelian | INFOCUS |  | 1,00 | 14.800.000,00 | Proyektor + Layar
1.3.2.06.01.01.121 | Camera Digital | 2012 | 1 | Saldo |  | Baik | 1,00 | 2.497.000,00 | Kamera Digital
1.3.2.06.01.01.121 | Camera Digital | 2018 | 1 | Pembelian |  | Baik | 0,00 | 7.500.000,00 | CAMERA NIKON
1.3.2.06.01.02.004 | Pulse Generator (Peralatan Studio Video Dan Film) | 2008 | 3 | Hibah Masuk | utas |  | 1,00 | 22.258.500,00 | HIBAH BMN
1.3.2.06.01.02.042 | Rak Peralatan | 2019 | 1 | Pembelian |  | Baik | 0,00 | 8.500.000,00 | RAK SERVER SIM RS
1.3.2.06.01.02.164 | Dst.... | 2008 | 1 | Hibah Masuk | NR |  | 1,00 | 6.248.000,00 | HIBAH BMN
1.3.2.06.01.05.056 | Timbangan Obat | 2015 | 1 | Pembelian | NWN |  | 1,00 | 17.000.000,00 | Timbangan Analitik
1.3.2.06.03.10.001 | Antene SHF Portable | 2012 | 1 | Saldo |  | Baik | 1,00 | 1.910.562,50 | digital parabola LNB
1.3.2.07.01.01.001 | Sterilisator | 2007 | 2 | Hibah Masuk | KARIXA |  | 1,00 | 5.970.000,00 | HIBAH BMN
1.3.2.07.01.01.001 | Sterilisator | 2007 | 3 | Hibah Masuk | KARIXA |  | 1,00 | 5.970.000,00 | HIBAH BMN
1.3.2.07.01.01.001 | Sterilisator | 2007 | 4 | Hibah Masuk | KARIXA |  | 1,00 | 5.970.000,00 | HIBAH BMN
1.3.2.07.01.01.001 | Sterilisator | 2007 | 5 | Hibah Masuk | KARIXA |  | 1,00 | 5.970.000,00 | HIBAH BMN
1.3.2.07.01.01.001 | Sterilisator | 2007 | 6 | Hibah Masuk | KARIXA |  | 1,00 | 5.970.000,00 | HIBAH BMN
1.3.2.07.01.01.001 | Sterilisator | 2007 | 7 | Hibah Masuk | KARIXA |  | 1,00 | 5.970.000,00 | HIBAH BMN
1.3.2.07.01.01.001 | Sterilisator | 2007 | 8 | Hibah Masuk | KARIXA |  | 1,00 | 5.970.000,00 | HIBAH BMN
1.3.2.07.01.01.001 | Sterilisator | 2007 | 9 | Hibah Masuk | KARIXA |  | 1,00 | 5.970.000,00 | HIBAH BMN
1.3.2.07.01.01.001 | Sterilisator | 2007 | 10 | Hibah Masuk | KARIXA |  | 1,00 | 5.970.000,00 | HIBAH BMN
1.3.2.07.01.01.001 | Sterilisator | 2007 | 11 | Hibah Masuk | KARIXA |  | 1,00 | 5.970.000,00 | HIBAH BMN
1.3.2.07.01.01.001 | Sterilisator | 2014 | 1 | Saldo |  | Baik | 1,00 | 2.281.481,00 | Sterilisator
1.3.2.07.01.01.001 | Sterilisator | 2014 | 2 | Saldo |  | Baik | 1,00 | 2.281.481,00 | Sterilisator
1.3.2.07.01.01.001 | Sterilisator | 2014 | 3 | Saldo |  | Baik | 1,00 | 2.281.481,00 | Sterilisator
1.3.2.07.01.01.001 | Sterilisator | 2014 | 4 | Saldo |  | Baik | 1,00 | 2.281.481,00 | Sterilisator
1.3.2.07.01.01.001 | Sterilisator | 2020 | 1 | Pembelian |  |  | 1,00 | 491.525.100,00 | PULSE VAKUM STEAM STERILLIZER 300 LT
1.3.2.07.01.01.001 | Sterilisator | 2020 | 2 | Pembelian | AUTOMATIC WASHER DISINFEKTOR 320L |  | 1,00 | 1.158.117.100,00 | AUTOMATIC WASHER DISINFEKTOR 320L CSSD
1.3.2.07.01.01.001 | Sterilisator | 2020 | 3 | Pembelian | PULSE VACUM STEAM STERILIZER 300 LITER |  | 1,00 | 488.702.100,00 | PULSE VAKUM STEAM STERILLIZER 300 LT
1.3.2.07.01.01.001 | Sterilisator | 2020 | 4 | Pembelian |  |  | 1,00 | 267.997.600,00 | PULSE VAKUM STEAM STERILLIZER 300 LT
1.3.2.07.01.01.003 | Diagnostik Set | 2020 | 1 | Pembelian |  |  | 0,00 | 552.000,00 | Minor Set
1.3.2.07.01.01.003 | Diagnostik Set | 2020 | 2 | Pembelian |  |  | 1,00 | 1.595.000,00 | JACTION RISK
1.3.2.07.01.01.003 | Diagnostik Set | 2020 | 3 | Pembelian |  |  | 1,00 | 1.595.000,00 | JACTION RISK
1.3.2.07.01.01.003 | Diagnostik Set | 2020 | 4 | Pembelian |  |  | 1,00 | 1.595.000,00 | JACTION RISK
1.3.2.07.01.01.003 | Diagnostik Set | 2020 | 5 | Pembelian |  |  | 1,00 | 1.595.000,00 | JACTION RISK
1.3.2.07.01.01.003 | Diagnostik Set | 2020 | 6 | Pembelian |  |  | 1,00 | 1.595.000,00 | JACTION RISK
1.3.2.07.01.01.003 | Diagnostik Set | 2020 | 7 | Pembelian |  |  | 1,00 | 1.595.000,00 | JACTION RISK
1.3.2.07.01.01.003 | Diagnostik Set | 2020 | 8 | Pembelian |  |  | 1,00 | 1.595.000,00 | JACTION RISK
1.3.2.07.01.01.003 | Diagnostik Set | 2020 | 9 | Pembelian |  |  | 1,00 | 1.595.000,00 | JACTION RISK
1.3.2.07.01.01.003 | Diagnostik Set | 2020 | 10 | Pembelian |  |  | 1,00 | 1.595.000,00 | JACTION RISK
1.3.2.07.01.01.003 | Diagnostik Set | 2020 | 11 | Pembelian |  |  | 1,00 | 1.595.000,00 | JACTION RISK
1.3.2.07.01.01.003 | Diagnostik Set | 2020 | 13 | Pembelian |  |  | 1,00 | 2.695.000,00 | SELANG TRANDUSTER VENTILATOR
1.3.2.07.01.01.003 | Diagnostik Set | 2020 | 14 | Pembelian |  |  | 1,00 | 2.695.000,00 | SELANG TRANDUSTER VENTILATOR
1.3.2.07.01.01.003 | Diagnostik Set | 2020 | 15 | Pembelian |  |  | 1,00 | 2.695.000,00 | SELANG TRANDUSTER VENTILATOR
1.3.2.07.01.01.003 | Diagnostik Set | 2020 | 16 | Pembelian |  |  | 1,00 | 2.695.000,00 | SELANG TRANDUSTER VENTILATOR
1.3.2.07.01.01.003 | Diagnostik Set | 2020 | 17 | Pembelian |  |  | 1,00 | 2.695.000,00 | SELANG TRANDUSTER VENTILATOR
1.3.2.07.01.01.003 | Diagnostik Set | 2020 | 18 | Pembelian |  |  | 1,00 | 610.500,00 | SATURASI OKSIGEN GENERAL CARE
1.3.2.07.01.01.003 | Diagnostik Set | 2020 | 19 | Pembelian |  |  | 1,00 | 610.500,00 | SATURASI OKSIGEN GENERAL CARE
1.3.2.07.01.01.003 | Diagnostik Set | 2020 | 20 | Pembelian |  |  | 0,00 | 552.000,00 | Minor Set
1.3.2.07.01.01.004 | Stetoscope (Alat Kedokteran Umum) | 2007 | 1 | Hibah Masuk | RIESTER |  | 1,00 | 1.649.000,00 | HIBAH BMN
1.3.2.07.01.01.004 | Stetoscope (Alat Kedokteran Umum) | 2007 | 2 | Hibah Masuk | RIESTER |  | 1,00 | 1.649.000,00 | HIBAH BMN
1.3.2.07.01.01.004 | Stetoscope (Alat Kedokteran Umum) | 2007 | 3 | Hibah Masuk | RIESTER |  | 1,00 | 1.649.000,00 | HIBAH BMN
1.3.2.07.01.01.004 | Stetoscope (Alat Kedokteran Umum) | 2011 | 1 | Saldo |  | Baik | 1,00 | 603.900,00 | Stetoskope
1.3.2.07.01.01.004 | Stetoscope (Alat Kedokteran Umum) | 2012 | 1 | Saldo |  | Baik | 1,00 | 508.600,00 | Stetoskop Dewasa
1.3.2.07.01.01.004 | Stetoscope (Alat Kedokteran Umum) | 2012 | 2 | Saldo |  | Baik | 1,00 | 508.600,00 | Stetoskop Dewasa
1.3.2.07.01.01.004 | Stetoscope (Alat Kedokteran Umum) | 2012 | 3 | Saldo |  | Baik | 1,00 | 508.600,00 | Stetoskop Dewasa
1.3.2.07.01.01.004 | Stetoscope (Alat Kedokteran Umum) | 2012 | 4 | Saldo |  | Baik | 1,00 | 508.600,00 | Stetoskop Dewasa
1.3.2.07.01.01.004 | Stetoscope (Alat Kedokteran Umum) | 2013 | 1 | Saldo |  | Baik | 1,00 | 656.978,00 | Stetoscope Dewasa
1.3.2.07.01.01.004 | Stetoscope (Alat Kedokteran Umum) | 2013 | 2 | Saldo |  | Baik | 1,00 | 656.978,00 | Stetoscope Dewasa
1.3.2.07.01.01.004 | Stetoscope (Alat Kedokteran Umum) | 2013 | 3 | Saldo |  | Baik | 1,00 | 621.778,00 | Stetoscope Anak
1.3.2.07.01.01.004 | Stetoscope (Alat Kedokteran Umum) | 2013 | 4 | Saldo |  | Baik | 1,00 | 621.778,00 | Stetoscope Anak
1.3.2.07.01.01.004 | Stetoscope (Alat Kedokteran Umum) | 2013 | 5 | Saldo |  | Baik | 1,00 | 621.778,00 | Stetoscope Anak
1.3.2.07.01.01.004 | Stetoscope (Alat Kedokteran Umum) | 2014 | 1 | Saldo |  | Baik | 1,00 | 1.133.000,00 | Stetoscope Anak
1.3.2.07.01.01.004 | Stetoscope (Alat Kedokteran Umum) | 2014 | 2 | Saldo |  | Baik | 1,00 | 1.133.000,00 | Stetoscope Anak
1.3.2.07.01.01.004 | Stetoscope (Alat Kedokteran Umum) | 2014 | 3 | Saldo |  | Baik | 1,00 | 1.078.000,00 | Stetoscope Dewasa
1.3.2.07.01.01.004 | Stetoscope (Alat Kedokteran Umum) | 2014 | 4 | Saldo |  | Baik | 1,00 | 1.078.000,00 | Stetoscope Dewasa
1.3.2.07.01.01.004 | Stetoscope (Alat Kedokteran Umum) | 2014 | 5 | Saldo |  | Baik | 1,00 | 1.078.000,00 | Stetoscope Dewasa
1.3.2.07.01.01.004 | Stetoscope (Alat Kedokteran Umum) | 2014 | 6 | Saldo |  | Baik | 1,00 | 1.078.000,00 | Stetoscope Dewasa
1.3.2.07.01.01.004 | Stetoscope (Alat Kedokteran Umum) | 2016 | 1 | Pembelian | MPM ERKA |  | 1,00 | 1.075.000,00 | Stetoskope Dewasa
1.3.2.07.01.01.004 | Stetoscope (Alat Kedokteran Umum) | 2016 | 2 | Pembelian | MPM ERKA |  | 1,00 | 1.075.000,00 | Stetoskope Dewasa
1.3.2.07.01.01.004 | Stetoscope (Alat Kedokteran Umum) | 2016 | 3 | Pembelian | MPM ERKA |  | 1,00 | 1.075.000,00 | Stetoskope Dewasa
1.3.2.07.01.01.004 | Stetoscope (Alat Kedokteran Umum) | 2016 | 4 | Pembelian | MPM ERKA |  | 1,00 | 1.075.000,00 | Stetoskope Dewasa
1.3.2.07.01.01.004 | Stetoscope (Alat Kedokteran Umum) | 2016 | 5 | Pembelian | MPM ERKA |  | 1,00 | 1.075.000,00 | Stetoskope Dewasa
1.3.2.07.01.01.004 | Stetoscope (Alat Kedokteran Umum) | 2016 | 6 | Pembelian | MPM ERKA |  | 1,00 | 1.075.000,00 | Stetoskope Dewasa
1.3.2.07.01.01.004 | Stetoscope (Alat Kedokteran Umum) | 2016 | 7 | Pembelian | MPM ERKA |  | 1,00 | 1.075.000,00 | Stetoskope Dewasa
1.3.2.07.01.01.004 | Stetoscope (Alat Kedokteran Umum) | 2016 | 8 | Pembelian | MPM ERKA |  | 1,00 | 1.827.500,00 | Stetoskope Anak
1.3.2.07.01.01.004 | Stetoscope (Alat Kedokteran Umum) | 2016 | 9 | Pembelian | MPM ERKA |  | 1,00 | 1.827.500,00 | Stetoskope Anak
1.3.2.07.01.01.004 | Stetoscope (Alat Kedokteran Umum) | 2016 | 10 | Pembelian | MPM ERKA |  | 1,00 | 1.827.500,00 | Stetoskope Anak
1.3.2.07.01.01.004 | Stetoscope (Alat Kedokteran Umum) | 2016 | 11 | Pembelian | LITTMANN |  | 1,00 | 1.271.077,00 | STETOSCOPE DEWASA
1.3.2.07.01.01.004 | Stetoscope (Alat Kedokteran Umum) | 2016 | 12 | Pembelian | LITTMANN |  | 1,00 | 1.271.077,00 | STETOSCOPE DEWASA
1.3.2.07.01.01.004 | Stetoscope (Alat Kedokteran Umum) | 2016 | 13 | Pembelian | LITTMANN |  | 1,00 | 1.271.077,00 | STETOSCOPE DEWASA
1.3.2.07.01.01.004 | Stetoscope (Alat Kedokteran Umum) | 2016 | 14 | Pembelian | LITTMANN |  | 1,00 | 1.271.077,00 | STETOSCOPE DEWASA
1.3.2.07.01.01.004 | Stetoscope (Alat Kedokteran Umum) | 2016 | 15 | Pembelian | LITTMANN |  | 1,00 | 1.271.078,00 | STETOSCOPE DEWASA
1.3.2.07.01.01.004 | Stetoscope (Alat Kedokteran Umum) | 2016 | 16 | Pembelian | LITTMANN |  | 1,00 | 1.271.078,00 | STETOSCOPE DEWASA
1.3.2.07.01.01.004 | Stetoscope (Alat Kedokteran Umum) | 2016 | 17 | Pembelian | LITTMANN |  | 1,00 | 1.271.078,00 | STETOSCOPE DEWASA
1.3.2.07.01.01.004 | Stetoscope (Alat Kedokteran Umum) | 2016 | 18 | Pembelian | LITTMANN |  | 1,00 | 1.355.816,00 | STETOSCOPE ANAK
1.3.2.07.01.01.004 | Stetoscope (Alat Kedokteran Umum) | 2020 | 1 | Pembelian |  |  | 1,00 | 2.380.620,00 | STETOSCOPE LITMAN
1.3.2.07.01.01.004 | Stetoscope (Alat Kedokteran Umum) | 2020 | 2 | Pembelian |  |  | 1,00 | 2.380.620,00 | STETOSCOPE LITMAN
1.3.2.07.01.01.004 | Stetoscope (Alat Kedokteran Umum) | 2020 | 3 | Pembelian |  |  | 0,00 | 1.723.000,00 | Steteskop Litmen
1.3.2.07.01.01.004 | Stetoscope (Alat Kedokteran Umum) | 2020 | 4 | Pembelian |  |  | 0,00 | 1.723.000,00 | Steteskop Litmen
1.3.2.07.01.01.004 | Stetoscope (Alat Kedokteran Umum) | 2020 | 5 | Pembelian |  |  | 0,00 | 1.723.000,00 | Steteskop Litmen
1.3.2.07.01.01.004 | Stetoscope (Alat Kedokteran Umum) | 2020 | 6 | Pembelian |  |  | 0,00 | 1.723.000,00 | Steteskop Litmen
1.3.2.07.01.01.004 | Stetoscope (Alat Kedokteran Umum) | 2020 | 7 | Pembelian |  |  | 0,00 | 1.723.000,00 | Steteskop Litmen
1.3.2.07.01.01.004 | Stetoscope (Alat Kedokteran Umum) | 2020 | 8 | Pembelian |  |  | 0,00 | 1.723.000,00 | Steteskop Litmen
1.3.2.07.01.01.004 | Stetoscope (Alat Kedokteran Umum) | 2020 | 9 | Pembelian |  |  | 0,00 | 1.723.000,00 | Steteskop Litmen
1.3.2.07.01.01.004 | Stetoscope (Alat Kedokteran Umum) | 2021 | 1 | Pembelian | BOSCHMED | Baik | 1,00 | 2.544.774,00 | STETOSCOPE
1.3.2.07.01.01.004 | Stetoscope (Alat Kedokteran Umum) | 2021 | 2 | Pembelian | BOSCHMED | Baik | 1,00 | 2.544.774,00 | STETOSCOPE
1.3.2.07.01.01.004 | Stetoscope (Alat Kedokteran Umum) | 2021 | 3 | Pembelian | BOSCHMED | Baik | 1,00 | 2.544.774,00 | STETOSCOPE
1.3.2.07.01.01.004 | Stetoscope (Alat Kedokteran Umum) | 2021 | 4 | Pembelian | BOSCHMED | Baik | 1,00 | 2.544.774,00 | STETOSCOPE
1.3.2.07.01.01.004 | Stetoscope (Alat Kedokteran Umum) | 2021 | 5 | Pembelian | BOSCHMED | Baik | 1,00 | 2.544.774,00 | STETOSCOPE
1.3.2.07.01.01.004 | Stetoscope (Alat Kedokteran Umum) | 2021 | 6 | Pembelian | BOSCHMED | Baik | 1,00 | 2.544.774,00 | STETOSCOPE
1.3.2.07.01.01.005 | Tensimeter | 2014 | 1 | Saldo |  | Baik | 1,00 | 3.278.000,00 | Tensi meter Standing
1.3.2.07.01.01.005 | Tensimeter | 2014 | 2 | Saldo |  | Baik | 1,00 | 3.278.000,00 | Tensi meter Standing
1.3.2.07.01.01.005 | Tensimeter | 2014 | 3 | Saldo |  | Baik | 1,00 | 3.278.000,00 | Tensi meter Standing
1.3.2.07.01.01.005 | Tensimeter | 2015 | 1 | Pembelian | RIESTER |  | 1,00 | 1.650.000,00 | Tensi Meter Raksa Anak
1.3.2.07.01.01.005 | Tensimeter | 2015 | 2 | Pembelian | RIESTER |  | 1,00 | 1.650.000,00 | Tensi Meter Raksa Anak
1.3.2.07.01.01.005 | Tensimeter | 2015 | 3 | Pembelian | RIESTER |  | 1,00 | 1.650.000,00 | Tensi Meter Raksa Anak
1.3.2.07.01.01.005 | Tensimeter | 2015 | 4 | Pembelian | RIESTER |  | 1,00 | 1.650.000,00 | Tensi Meter Raksa Anak
1.3.2.07.01.01.005 | Tensimeter | 2015 | 5 | Pembelian | RIESTER |  | 1,00 | 1.430.000,00 | Tensi Meter Raksa Dewasa
1.3.2.07.01.01.005 | Tensimeter | 2015 | 6 | Pembelian | RIESTER |  | 1,00 | 1.430.000,00 | Tensi Meter Raksa Dewasa
1.3.2.07.01.01.005 | Tensimeter | 2015 | 7 | Pembelian | RIESTER |  | 1,00 | 1.430.000,00 | Tensi Meter Raksa Dewasa
1.3.2.07.01.01.005 | Tensimeter | 2015 | 8 | Pembelian | RIESTER |  | 1,00 | 1.430.000,00 | Tensi Meter Raksa Dewasa
1.3.2.07.01.01.005 | Tensimeter | 2015 | 9 | Pembelian | RIESTER |  | 1,00 | 1.430.000,00 | Tensi Meter Raksa Dewasa
1.3.2.07.01.01.005 | Tensimeter | 2015 | 10 | Pembelian | RIESTER |  | 1,00 | 1.430.000,00 | Tensi Meter Raksa Dewasa
1.3.2.07.01.01.005 | Tensimeter | 2015 | 11 | Pembelian | RIESTER |  | 1,00 | 1.430.000,00 | Tensi Meter Raksa Dewasa
1.3.2.07.01.01.005 | Tensimeter | 2015 | 12 | Pembelian | RIESTER |  | 1,00 | 1.430.000,00 | Tensi Meter Raksa Dewasa
1.3.2.07.01.01.005 | Tensimeter | 2015 | 13 | Pembelian | RIESTER |  | 1,00 | 1.826.000,00 | Tensi Meter Digital
1.3.2.07.01.01.005 | Tensimeter | 2015 | 14 | Pembelian | RIESTER |  | 1,00 | 1.826.000,00 | Tensi Meter Digital
1.3.2.07.01.01.005 | Tensimeter | 2015 | 15 | Pembelian | RIESTER |  | 1,00 | 1.826.000,00 | Tensi Meter Digital
1.3.2.07.01.01.005 | Tensimeter | 2015 | 16 | Pembelian | RIESTER |  | 1,00 | 1.826.000,00 | Tensi Meter Digital
1.3.2.07.01.01.005 | Tensimeter | 2016 | 1 | Pembelian | MPM ERKA |  | 1,00 | 8.050.000,00 | Tensi Meter Digital
1.3.2.07.01.01.005 | Tensimeter | 2016 | 2 | Pembelian | MPM ERKA |  | 1,00 | 8.050.000,00 | Tensi Meter Digital
1.3.2.07.01.01.005 | Tensimeter | 2016 | 3 | Pembelian | MPM ERKA |  | 1,00 | 8.050.000,00 | Tensi Meter Digital
1.3.2.07.01.01.005 | Tensimeter | 2016 | 4 | Pembelian | MPM ERKA |  | 1,00 | 8.050.000,00 | Tensi Meter Digital
1.3.2.07.01.01.005 | Tensimeter | 2016 | 5 | Pembelian | MPM ERKA |  | 1,00 | 8.050.000,00 | Tensi Meter Digital
1.3.2.07.01.01.005 | Tensimeter | 2016 | 6 | Pembelian | MPM ERKA |  | 1,00 | 8.050.000,00 | Tensi Meter Digital
1.3.2.07.01.01.005 | Tensimeter | 2016 | 7 | Pembelian | MPM ERKA |  | 1,00 | 8.050.000,00 | Tensi Meter Digital
1.3.2.07.01.01.005 | Tensimeter | 2016 | 8 | Pembelian | RIESTER |  | 1,00 | 2.014.100,00 | Tensi Meter Dewasa
1.3.2.07.01.01.005 | Tensimeter | 2016 | 9 | Pembelian | RIESTER |  | 1,00 | 2.014.100,00 | Tensi Meter Dewasa
1.3.2.07.01.01.005 | Tensimeter | 2016 | 10 | Pembelian | RIESTER |  | 1,00 | 2.014.100,00 | Tensi Meter Dewasa
1.3.2.07.01.01.005 | Tensimeter | 2016 | 11 | Pembelian | RIESTER |  | 1,00 | 2.014.100,00 | Tensi Meter Dewasa
1.3.2.07.01.01.005 | Tensimeter | 2016 | 12 | Pembelian | RIESTER |  | 1,00 | 2.014.100,00 | Tensi Meter Dewasa
1.3.2.07.01.01.005 | Tensimeter | 2016 | 13 | Pembelian | RIESTER |  | 1,00 | 2.014.100,00 | Tensi Meter Dewasa
1.3.2.07.01.01.005 | Tensimeter | 2016 | 14 | Pembelian | RIESTER |  | 1,00 | 2.014.100,00 | Tensi Meter Dewasa
1.3.2.07.01.01.005 | Tensimeter | 2016 | 15 | Pembelian | RIESTER |  | 1,00 | 2.014.100,00 | Tensi Meter Dewasa
1.3.2.07.01.01.005 | Tensimeter | 2016 | 16 | Pembelian | RIESTER |  | 1,00 | 2.014.100,00 | Tensi Meter Dewasa
1.3.2.07.01.01.005 | Tensimeter | 2016 | 17 | Pembelian | RIESTER |  | 1,00 | 2.014.100,00 | Tensi Meter Dewasa
1.3.2.07.01.01.005 | Tensimeter | 2016 | 18 | Pembelian | RIESTER |  | 1,00 | 2.014.100,00 | Tensi Meter Dewasa
1.3.2.07.01.01.005 | Tensimeter | 2016 | 19 | Pembelian | RIESTER |  | 1,00 | 2.014.100,00 | Tensi Meter Dewasa
1.3.2.07.01.01.005 | Tensimeter | 2016 | 20 | Pembelian | RIESTER |  | 1,00 | 2.430.120,00 | Tensi Meter Anak
1.3.2.07.01.01.005 | Tensimeter | 2016 | 21 | Pembelian | RIESTER |  | 1,00 | 2.430.120,00 | Tensi Meter Anak
1.3.2.07.01.01.005 | Tensimeter | 2016 | 22 | Pembelian | RIESTER |  | 1,00 | 5.502.200,00 | Tensi Meter Stand
1.3.2.07.01.01.005 | Tensimeter | 2018 | 1 | Pembelian |  | Baik | 0,00 | 5.504.500,00 | Tensi Meter
1.3.2.07.01.01.005 | Tensimeter | 2018 | 2 | Pembelian |  | Baik | 0,00 | 5.504.500,00 | Tensi Meter
1.3.2.07.01.01.005 | Tensimeter | 2018 | 3 | Pembelian |  | Baik | 0,00 | 5.504.500,00 | Tensi Meter
1.3.2.07.01.01.005 | Tensimeter | 2018 | 4 | Pembelian |  | Baik | 0,00 | 5.504.500,00 | Tensi Meter
1.3.2.07.01.01.005 | Tensimeter | 2018 | 5 | Pembelian |  | Baik | 0,00 | 5.504.500,00 | Tensi Meter
1.3.2.07.01.01.005 | Tensimeter | 2018 | 6 | Pembelian |  | Baik | 0,00 | 5.504.500,00 | Tensi Meter
1.3.2.07.01.01.005 | Tensimeter | 2019 | 1 | Pembelian |  | Baik | 0,00 | 1.621.000,00 | TENSI METER DIGITAL
1.3.2.07.01.01.005 | Tensimeter | 2019 | 2 | Pembelian |  | Baik | 0,00 | 1.621.000,00 | TENSI METER DIGITAL
1.3.2.07.01.01.005 | Tensimeter | 2019 | 3 | Pembelian |  | Baik | 0,00 | 1.621.000,00 | TENSI METER DIGITAL
1.3.2.07.01.01.005 | Tensimeter | 2019 | 4 | Pembelian |  | Baik | 0,00 | 860.000,00 | TENSI METER ERKA RSUD
1.3.2.07.01.01.005 | Tensimeter | 2019 | 5 | Pembelian |  | Baik | 0,00 | 860.000,00 | TENSI METER ERKA RSUD
1.3.2.07.01.01.005 | Tensimeter | 2019 | 6 | Pembelian |  | Baik | 0,00 | 860.000,00 | TENSI METER ERKA RSUD
1.3.2.07.01.01.005 | Tensimeter | 2019 | 7 | Pembelian |  | Baik | 0,00 | 860.000,00 | TENSI METER ERKA RSUD
1.3.2.07.01.01.005 | Tensimeter | 2019 | 8 | Pembelian |  | Baik | 0,00 | 860.000,00 | TENSI METER ERKA RSUD
1.3.2.07.01.01.005 | Tensimeter | 2019 | 9 | Pembelian |  | Baik | 0,00 | 860.000,00 | TENSI METER ERKA RSUD
1.3.2.07.01.01.005 | Tensimeter | 2019 | 10 | Pembelian |  | Baik | 0,00 | 860.000,00 | TENSI METER ERKA RSUD
1.3.2.07.01.01.005 | Tensimeter | 2019 | 11 | Pembelian |  | Baik | 0,00 | 860.000,00 | TENSI METER ERKA RSUD
1.3.2.07.01.01.005 | Tensimeter | 2019 | 12 | Pembelian |  | Baik | 0,00 | 860.000,00 | TENSI METER ERKA RSUD
1.3.2.07.01.01.005 | Tensimeter | 2019 | 13 | Pembelian |  | Baik | 0,00 | 860.000,00 | TENSI METER ERKA RSUD
1.3.2.07.01.01.005 | Tensimeter | 2019 | 14 | Pembelian |  | Baik | 0,00 | 860.000,00 | TENSI METER ERKA RSUD
1.3.2.07.01.01.005 | Tensimeter | 2019 | 15 | Pembelian |  | Baik | 0,00 | 860.000,00 | TENSI METER ERKA RSUD
1.3.2.07.01.01.005 | Tensimeter | 2019 | 16 | Pembelian |  | Baik | 0,00 | 860.000,00 | TENSI METER ERKA RSUD
1.3.2.07.01.01.005 | Tensimeter | 2019 | 17 | Pembelian |  | Baik | 0,00 | 860.000,00 | TENSI METER ERKA RSUD
1.3.2.07.01.01.005 | Tensimeter | 2019 | 18 | Pembelian |  | Baik | 0,00 | 860.000,00 | TENSI METER ERKA RSUD
1.3.2.07.01.01.005 | Tensimeter | 2019 | 19 | Pembelian |  | Baik | 0,00 | 860.000,00 | TENSI METER ERKA RSUD
1.3.2.07.01.01.005 | Tensimeter | 2019 | 20 | Pembelian |  | Baik | 0,00 | 860.000,00 | TENSI METER ERKA RSUD
1.3.2.07.01.01.005 | Tensimeter | 2019 | 21 | Pembelian |  | Baik | 0,00 | 860.000,00 | TENSI METER ERKA RSUD
1.3.2.07.01.01.005 | Tensimeter | 2019 | 22 | Pembelian |  | Baik | 0,00 | 860.000,00 | TENSI METER ERKA RSUD
1.3.2.07.01.01.005 | Tensimeter | 2019 | 23 | Pembelian |  | Baik | 0,00 | 860.000,00 | TENSI METER ERKA RSUD
1.3.2.07.01.01.005 | Tensimeter | 2019 | 24 | Pembelian |  | Baik | 0,00 | 860.000,00 | TENSI METER ERKA RSUD
1.3.2.07.01.01.005 | Tensimeter | 2020 | 1 | Pembelian |  |  | 1,00 | 935.000,00 | TENSIMETER DIGITAL OMRON
1.3.2.07.01.01.005 | Tensimeter | 2020 | 2 | Pembelian |  |  | 1,00 | 935.000,00 | TENSIMETER DIGITAL OMRON
1.3.2.07.01.01.005 | Tensimeter | 2020 | 3 | Pembelian |  |  | 0,00 | 663.000,00 | TENSIMETER DIGITAL
1.3.2.07.01.01.005 | Tensimeter | 2020 | 4 | Pembelian |  |  | 0,00 | 663.000,00 | TENSIMETER DIGITAL
1.3.2.07.01.01.005 | Tensimeter | 2020 | 5 | Pembelian |  |  | 0,00 | 663.000,00 | TENSIMETER DIGITAL
1.3.2.07.01.01.005 | Tensimeter | 2020 | 6 | Pembelian |  |  | 0,00 | 663.000,00 | TENSIMETER DIGITAL
1.3.2.07.01.01.005 | Tensimeter | 2020 | 7 | Pembelian |  |  | 0,00 | 663.000,00 | TENSIMETER DIGITAL
1.3.2.07.01.01.005 | Tensimeter | 2020 | 8 | Pembelian |  |  | 0,00 | 663.000,00 | TENSIMETER DIGITAL
1.3.2.07.01.01.005 | Tensimeter | 2020 | 9 | Pembelian |  |  | 0,00 | 663.000,00 | TENSIMETER DIGITAL
1.3.2.07.01.01.005 | Tensimeter | 2020 | 10 | Pembelian |  |  | 0,00 | 663.000,00 | TENSIMETER DIGITAL
1.3.2.07.01.01.005 | Tensimeter | 2021 | 1 | Pembelian | OMRON HBP 9030 | Baik | 1,00 | 24.058.000,00 | PROFESIONAL TENSI METER DIGITAL TYPE HBP 9020
1.3.2.07.01.01.005 | Tensimeter | 2021 | 2 | Pembelian | AESCULAP LAPAROTOMY | Baik | 1,00 | 24.058.000,00 | PROFESIONAL TENSI METER DIGITAL TYPE HBP 9020
1.3.2.07.01.01.005 | Tensimeter | 2021 | 3 | Pembelian | ERKAMETER 125 | Baik | 1,00 | 7.804.000,00 | BLOOD PRESSURE MONITORS ERKAMETER 125 PRO
1.3.2.07.01.01.005 | Tensimeter | 2021 | 4 | Pembelian | ERKAMETER 125 | Baik | 1,00 | 7.804.000,00 | BLOOD PRESSURE MONITORS ERKAMETER 125 PRO
1.3.2.07.01.01.005 | Tensimeter | 2021 | 5 | Pembelian | ERKAMETER 125 | Baik | 1,00 | 7.804.000,00 | BLOOD PRESSURE MONITORS ERKAMETER 125 PRO
1.3.2.07.01.01.005 | Tensimeter | 2021 | 6 | Pembelian | ERKAMETER 125 | Baik | 1,00 | 7.804.000,00 | BLOOD PRESSURE MONITORS ERKAMETER 125 PRO
1.3.2.07.01.01.005 | Tensimeter | 2021 | 7 | Pembelian | OMRON | Baik | 1,00 | 6.475.900,00 | DIGITAL AUTOMATIC BLOOD PRESSURE MONITOR HEM 907
1.3.2.07.01.01.005 | Tensimeter | 2021 | 8 | Pembelian | OMRON | Baik | 1,00 | 6.475.900,00 | DIGITAL AUTOMATIC BLOOD PRESSURE MONITOR HEM 907
1.3.2.07.01.01.008 | Waskom | 2007 | 1 | Hibah Masuk | KARIXA |  | 1,00 | 1.917.000,00 | HIBAH BMN
1.3.2.07.01.01.008 | Waskom | 2007 | 2 | Hibah Masuk | KARIXA |  | 1,00 | 1.917.000,00 | HIBAH BMN
1.3.2.07.01.01.009 | Timbangan Badan (Alat Kedokteran Umum) | 2007 | 1 | Hibah Masuk | YAMAMOTO |  | 1,00 | 1.920.000,00 | HIBAH BMN
1.3.2.07.01.01.009 | Timbangan Badan (Alat Kedokteran Umum) | 2012 | 1 | Saldo |  | Baik | 1,00 | 1.220.300,00 | Timbangan Badan
1.3.2.07.01.01.009 | Timbangan Badan (Alat Kedokteran Umum) | 2012 | 2 | Saldo |  | Baik | 1,00 | 1.220.300,00 | Timbangan Badan
1.3.2.07.01.01.009 | Timbangan Badan (Alat Kedokteran Umum) | 2015 | 1 | Pembelian | SELLA |  | 1,00 | 935.000,00 | Timbangan Badan dan Tinggi Badan
1.3.2.07.01.01.009 | Timbangan Badan (Alat Kedokteran Umum) | 2015 | 2 | Pembelian | SELLA |  | 1,00 | 935.000,00 | Timbangan Badan dan Tinggi Badan
1.3.2.07.01.01.009 | Timbangan Badan (Alat Kedokteran Umum) | 2015 | 3 | Pembelian | SELLA |  | 1,00 | 935.000,00 | Timbangan Badan dan Tinggi Badan
1.3.2.07.01.01.009 | Timbangan Badan (Alat Kedokteran Umum) | 2019 | 1 | Pembelian |  | Baik | 0,00 | 6.249.760,00 | TIMBANGAN BADAN DAN TINGGI
1.3.2.07.01.01.009 | Timbangan Badan (Alat Kedokteran Umum) | 2019 | 2 | Pembelian |  | Baik | 0,00 | 6.249.760,00 | TIMBANGAN BADAN DAN TINGGI
1.3.2.07.01.01.009 | Timbangan Badan (Alat Kedokteran Umum) | 2021 | 1 | Pembelian | TESENA | Baik | 1,00 | 7.027.500,00 | MEDICAL WEIGHING SCALE HEIGHT MEASURING
1.3.2.07.01.01.009 | Timbangan Badan (Alat Kedokteran Umum) | 2021 | 2 | Pembelian | ELITECH | Baik | 1,00 | 1.126.000,00 | TIMBANGAN BADAN BMI + BODY FAT
1.3.2.07.01.01.009 | Timbangan Badan (Alat Kedokteran Umum) | 2021 | 3 | Pembelian | BMI | Baik | 1,00 | 1.126.000,00 | TIMBANGAN BMI
1.3.2.07.01.01.010 | Timbangan Bayi | 2007 | 1 | Hibah Masuk | YAMAMOTO |  | 1,00 | 4.186.000,00 | HIBAH BMN
1.3.2.07.01.01.010 | Timbangan Bayi | 2013 | 1 | Saldo |  | Baik | 1,00 | 550.000,00 | Timbangan Digital Bayi
1.3.2.07.01.01.010 | Timbangan Bayi | 2013 | 2 | Saldo |  | Baik | 1,00 | 550.000,00 | Timbangan Digital Bayi
1.3.2.07.01.01.010 | Timbangan Bayi | 2013 | 3 | Saldo |  | Baik | 1,00 | 550.000,00 | Timbangan Digital Bayi
1.3.2.07.01.01.010 | Timbangan Bayi | 2018 | 2 | Pembelian |  | Baik | 1,00 | 15.620.800,00 | Timbangan Bayi
1.3.2.07.01.01.010 | Timbangan Bayi | 2018 | 3 | Pembelian |  | Baik | 1,00 | 15.620.800,00 | Timbangan Bayi
1.3.2.07.01.01.010 | Timbangan Bayi | 2019 | 1 | Pembelian |  | Baik | 0,00 | 3.871.000,00 | TIMBANGAN BAYI DIGITAL ONEBABY
1.3.2.07.01.01.010 | Timbangan Bayi | 2019 | 2 | Pembelian |  | Baik | 0,00 | 3.871.000,00 | TIMBANGAN BAYI DIGITAL ONEBABY
1.3.2.07.01.01.010 | Timbangan Bayi | 2019 | 3 | Pembelian |  | Baik | 0,00 | 3.871.000,00 | TIMBANGAN BAYI DIGITAL ONEBABY
1.3.2.07.01.01.010 | Timbangan Bayi | 2021 | 1 | Pembelian | ELITECH | Baik | 1,00 | 15.216.760,00 | BABY SCALE BABY ONE
1.3.2.07.01.01.018 | Instrumen Cabinet | 2005 | 3057 | Saldo |  | Baik | 1,00 | 4.000.000,00 | Lemari Instrument
1.3.2.07.01.01.018 | Instrumen Cabinet | 2005 | 3058 | Saldo |  | Baik | 1,00 | 4.000.000,00 | Lemari Instrument
1.3.2.07.01.01.018 | Instrumen Cabinet | 2005 | 3059 | Saldo |  | Baik | 1,00 | 4.000.000,00 | Lemari Instrument
1.3.2.07.01.01.018 | Instrumen Cabinet | 2005 | 3060 | Saldo |  | Baik | 1,00 | 4.000.000,00 | Lemari Instrument
1.3.2.07.01.01.018 | Instrumen Cabinet | 2005 | 3061 | Saldo |  | Baik | 1,00 | 4.000.000,00 | Lemari Instrument
1.3.2.07.01.01.018 | Instrumen Cabinet | 2013 | 1 | Saldo |  | Baik | 1,00 | 7.319.286,00 | Lemari Instrument/ Alat Kesehatan
1.3.2.07.01.01.018 | Instrumen Cabinet | 2013 | 2 | Saldo |  | Baik | 1,00 | 7.319.286,00 | Lemari Instrument/ Alat Kesehatan
1.3.2.07.01.01.018 | Instrumen Cabinet | 2013 | 3 | Saldo |  | Baik | 1,00 | 7.319.286,00 | Lemari Instrument/ Alat Kesehatan
1.3.2.07.01.01.018 | Instrumen Cabinet | 2013 | 4 | Saldo |  | Baik | 1,00 | 7.319.286,00 | Lemari Instrument/ Alat Kesehatan
1.3.2.07.01.01.018 | Instrumen Cabinet | 2013 | 5 | Saldo |  | Baik | 1,00 | 6.989.286,00 | Lemari Obat
1.3.2.07.01.01.018 | Instrumen Cabinet | 2013 | 6 | Saldo |  | Baik | 1,00 | 6.989.286,00 | Lemari Obat
1.3.2.07.01.01.018 | Instrumen Cabinet | 2013 | 7 | Saldo |  | Baik | 1,00 | 6.989.284,00 | Lemari Obat
1.3.2.07.01.01.018 | Instrumen Cabinet | 2015 | 1 | Pembelian | MAK |  | 1,00 | 5.848.553,96 | Bed Side Cabinet
1.3.2.07.01.01.018 | Instrumen Cabinet | 2015 | 2 | Pembelian | MAK |  | 1,00 | 5.848.553,96 | Lemari Instrumen
1.3.2.07.01.01.018 | Instrumen Cabinet | 2015 | 3 | Pembelian | MAK |  | 1,00 | 5.848.553,96 | Lemari Instrumen
1.3.2.07.01.01.018 | Instrumen Cabinet | 2015 | 4 | Pembelian | MAK |  | 1,00 | 6.031.043,96 | Lemari Obat
1.3.2.07.01.01.018 | Instrumen Cabinet | 2015 | 5 | Pembelian | MAK |  | 1,00 | 6.031.043,96 | Lemari Obat
1.3.2.07.01.01.018 | Instrumen Cabinet | 2015 | 6 | Pembelian | MAK |  | 1,00 | 6.031.043,96 | Lemari Obat
1.3.2.07.01.01.018 | Instrumen Cabinet | 2015 | 7 | Pembelian | MAK |  | 1,00 | 3.865.733,85 | Bed Side Cabinet
1.3.2.07.01.01.018 | Instrumen Cabinet | 2015 | 8 | Pembelian | MAK |  | 1,00 | 3.865.733,85 | Bed Side Cabinet
1.3.2.07.01.01.018 | Instrumen Cabinet | 2015 | 9 | Pembelian | MAK |  | 1,00 | 3.865.733,85 | Bed Side Cabinet
1.3.2.07.01.01.018 | Instrumen Cabinet | 2015 | 10 | Pembelian | MAK |  | 1,00 | 3.865.733,85 | Bed Side Cabinet
1.3.2.07.01.01.018 | Instrumen Cabinet | 2015 | 11 | Pembelian | MAK |  | 1,00 | 3.865.733,85 | Bed Side Cabinet
1.3.2.07.01.01.018 | Instrumen Cabinet | 2015 | 12 | Pembelian | MAK |  | 1,00 | 3.865.733,85 | Bed Side Cabinet
1.3.2.07.01.01.018 | Instrumen Cabinet | 2015 | 13 | Pembelian | MAK |  | 1,00 | 3.865.733,85 | Bed Side Cabinet
1.3.2.07.01.01.018 | Instrumen Cabinet | 2015 | 14 | Pembelian | MAK |  | 1,00 | 3.865.733,85 | Bed Side Cabinet
1.3.2.07.01.01.018 | Instrumen Cabinet | 2015 | 15 | Pembelian | MAK |  | 1,00 | 3.865.733,85 | Bed Side Cabinet
1.3.2.07.01.01.018 | Instrumen Cabinet | 2015 | 16 | Pembelian | MAK |  | 1,00 | 3.865.733,85 | Bed Side Cabinet
1.3.2.07.01.01.018 | Instrumen Cabinet | 2015 | 17 | Pembelian | MAK |  | 1,00 | 3.865.733,85 | Bed Side Cabinet
1.3.2.07.01.01.018 | Instrumen Cabinet | 2015 | 18 | Pembelian | MAK |  | 1,00 | 3.865.733,85 | Bed Side Cabinet
1.3.2.07.01.01.018 | Instrumen Cabinet | 2015 | 19 | Pembelian | MAK |  | 1,00 | 3.865.733,85 | Bed Side Cabinet
1.3.2.07.01.01.018 | Instrumen Cabinet | 2015 | 20 | Pembelian | MAK |  | 1,00 | 3.865.733,85 | Bed Side Cabinet
1.3.2.07.01.01.018 | Instrumen Cabinet | 2015 | 21 | Pembelian | MAK |  | 1,00 | 3.865.733,85 | Bed Side Cabinet
1.3.2.07.01.01.018 | Instrumen Cabinet | 2015 | 22 | Pembelian | MAK |  | 1,00 | 3.865.733,85 | Bed Side Cabinet
1.3.2.07.01.01.018 | Instrumen Cabinet | 2015 | 23 | Pembelian | MAK |  | 1,00 | 3.865.733,85 | Bed Side Cabinet
1.3.2.07.01.01.018 | Instrumen Cabinet | 2015 | 24 | Pembelian | MAK |  | 1,00 | 3.865.733,85 | Bed Side Cabinet
1.3.2.07.01.01.018 | Instrumen Cabinet | 2015 | 25 | Pembelian | MAK |  | 1,00 | 3.865.733,85 | Bed Side Cabinet
1.3.2.07.01.01.018 | Instrumen Cabinet | 2015 | 26 | Pembelian | MAK |  | 1,00 | 3.865.733,85 | Bed Side Cabinet
1.3.2.07.01.01.018 | Instrumen Cabinet | 2015 | 27 | Pembelian | MAK |  | 1,00 | 3.865.733,85 | Lemari Instrumen
1.3.2.07.01.01.018 | Instrumen Cabinet | 2015 | 28 | Pembelian | MAK |  | 1,00 | 3.865.733,85 | Bed Side Cabinet
1.3.2.07.01.01.018 | Instrumen Cabinet | 2015 | 29 | Pembelian | MAK |  | 1,00 | 3.865.733,85 | Bed Side Cabinet
1.3.2.07.01.01.018 | Instrumen Cabinet | 2015 | 30 | Pembelian | MAK |  | 1,00 | 3.865.733,85 | Bed Side Cabinet
1.3.2.07.01.01.018 | Instrumen Cabinet | 2015 | 31 | Pembelian | MAK |  | 1,00 | 3.865.733,85 | Bed Side Cabinet
1.3.2.07.01.01.018 | Instrumen Cabinet | 2015 | 32 | Pembelian | MAK |  | 1,00 | 3.865.733,85 | Bed Side Cabinet
1.3.2.07.01.01.018 | Instrumen Cabinet | 2016 | 1 | Pembelian | MAK |  | 1,00 | 3.436.983,20 | MAK Bed Side Cabinet
1.3.2.07.01.01.018 | Instrumen Cabinet | 2016 | 2 | Pembelian | MAK |  | 1,00 | 5.715.800,00 | MAK Instrument Cabinet
1.3.2.07.01.01.018 | Instrumen Cabinet | 2016 | 3 | Pembelian | MAK |  | 1,00 | 3.436.983,20 | MAK Bed Side Cabinet
1.3.2.07.01.01.018 | Instrumen Cabinet | 2016 | 4 | Pembelian | MAK |  | 1,00 | 3.436.983,20 | MAK Bed Side Cabinet
1.3.2.07.01.01.018 | Instrumen Cabinet | 2016 | 5 | Pembelian | MAK |  | 1,00 | 5.715.800,00 | MAK Instrument Cabinet
1.3.2.07.01.01.018 | Instrumen Cabinet | 2016 | 6 | Pembelian | MAK |  | 1,00 | 3.436.983,20 | MAK Bed Side Cabinet
1.3.2.07.01.01.018 | Instrumen Cabinet | 2018 | 1 | Pembelian | INSTRUMEN TROLLEY 35101 |  | 0,00 | 4.926.300,00 | ALKES DAK RSUD 2018
1.3.2.07.01.01.018 | Instrumen Cabinet | 2018 | 2 | Pembelian | INSTRUMEN TROLLEY 35101 |  | 0,00 | 4.926.300,00 | ALKES DAK RSUD 2018
1.3.2.07.01.01.018 | Instrumen Cabinet | 2018 | 3 | Pembelian | INSTRUMEN TROLLEY 35101 |  | 0,00 | 4.926.300,00 | ALKES DAK RSUD 2018
1.3.2.07.01.01.018 | Instrumen Cabinet | 2018 | 26 | Pembelian | LEMARI INTRUMEN KARIXA |  | 0,00 | 5.990.250,00 | INSTRUMEN KABINET DAK 2018
1.3.2.07.01.01.018 | Instrumen Cabinet | 2018 | 27 | Pembelian | LEMARI INTRUMEN KARIXA |  | 0,00 | 5.990.250,00 | INSTRUMEN KABINET DAK 2018
1.3.2.07.01.01.018 | Instrumen Cabinet | 2019 | 1 | Pembelian |  | Baik | 0,00 | 4.948.200,00 | MAK MEDICINE CABINET 32903
1.3.2.07.01.01.018 | Instrumen Cabinet | 2019 | 2 | Pembelian |  | Baik | 0,00 | 4.948.200,00 | MAK MEDICINE CABINET 32903
1.3.2.07.01.01.018 | Instrumen Cabinet | 2019 | 3 | Pembelian |  | Baik | 0,00 | 4.948.200,00 | MAK MEDICINE CABINET 32903
1.3.2.07.01.01.018 | Instrumen Cabinet | 2019 | 4 | Pembelian |  | Baik | 0,00 | 4.948.200,00 | MAK MEDICINE CABINET 32903
1.3.2.07.01.01.018 | Instrumen Cabinet | 2019 | 5 | Pembelian |  | Baik | 0,00 | 4.948.200,00 | MAK MEDICINE CABINET 32903
1.3.2.07.01.01.018 | Instrumen Cabinet | 2019 | 6 | Pembelian |  | Baik | 0,00 | 4.948.200,00 | MAK MEDICINE CABINET 32903
1.3.2.07.01.01.018 | Instrumen Cabinet | 2019 | 7 | Pembelian |  | Baik | 0,00 | 4.948.200,00 | MAK MEDICINE CABINET 32903
1.3.2.07.01.01.018 | Instrumen Cabinet | 2019 | 8 | Pembelian |  | Baik | 0,00 | 4.948.200,00 | MAK MEDICINE CABINET 32903
1.3.2.07.01.01.018 | Instrumen Cabinet | 2019 | 9 | Pembelian |  | Baik | 0,00 | 4.948.200,00 | MAK MEDICINE CABINET 32903
1.3.2.07.01.01.018 | Instrumen Cabinet | 2019 | 10 | Pembelian |  | Baik | 0,00 | 4.948.200,00 | MAK MEDICINE CABINET 32903
1.3.2.07.01.01.018 | Instrumen Cabinet | 2019 | 11 | Pembelian |  | Baik | 0,00 | 8.018.100,00 | Instrument Kabinet
1.3.2.07.01.01.018 | Instrumen Cabinet | 2019 | 12 | Pembelian |  | Baik | 0,00 | 8.018.100,00 | Instrument Kabinet
1.3.2.07.01.01.018 | Instrumen Cabinet | 2019 | 13 | Pembelian |  | Baik | 0,00 | 8.018.100,00 | Instrument Kabinet
1.3.2.07.01.01.018 | Instrumen Cabinet | 2019 | 14 | Pembelian |  | Baik | 0,00 | 8.018.100,00 | Instrument Kabinet
1.3.2.07.01.01.018 | Instrumen Cabinet | 2019 | 15 | Pembelian |  | Baik | 0,00 | 8.018.100,00 | Instrument Kabinet
1.3.2.07.01.01.018 | Instrumen Cabinet | 2019 | 16 | Pembelian |  | Baik | 0,00 | 8.018.100,00 | Instrument Kabinet
1.3.2.07.01.01.018 | Instrumen Cabinet | 2019 | 17 | Pembelian |  | Baik | 0,00 | 8.018.100,00 | Instrument Kabinet
1.3.2.07.01.01.018 | Instrumen Cabinet | 2019 | 18 | Pembelian |  | Baik | 0,00 | 8.018.100,00 | Instrument Kabinet
1.3.2.07.01.01.018 | Instrumen Cabinet | 2019 | 19 | Pembelian |  | Baik | 0,00 | 8.018.100,00 | Instrument Kabinet
1.3.2.07.01.01.018 | Instrumen Cabinet | 2019 | 20 | Pembelian |  | Baik | 0,00 | 8.018.100,00 | Instrument Kabinet
1.3.2.07.01.01.018 | Instrumen Cabinet | 2019 | 21 | Pembelian |  | Baik | 0,00 | 8.019.000,00 | Instrument Kabinet
1.3.2.07.01.01.026 | Tabung 02 | 2005 | 3064 | Saldo |  | Baik | 1,00 | 1.300.000,00
1.3.2.07.01.01.026 | Tabung 02 | 2007 | 1 | Saldo |  | Baik | 1,00 | 2.500.000,00
1.3.2.07.01.01.026 | Tabung 02 | 2008 | 1 | Saldo |  | Baik | 1,00 | 3.500.000,00 | tabung oksigen
1.3.2.07.01.01.026 | Tabung 02 | 2008 | 2 | Saldo |  | Baik | 1,00 | 3.500.000,00 | tabung oksigen
1.3.2.07.01.01.026 | Tabung 02 | 2008 | 3 | Saldo |  | Baik | 1,00 | 3.500.000,00 | tabung oksigen
1.3.2.07.01.01.026 | Tabung 02 | 2008 | 4 | Saldo |  | Baik | 1,00 | 3.500.000,00 | tabung oksigen
1.3.2.07.01.01.026 | Tabung 02 | 2008 | 5 | Saldo |  | Baik | 1,00 | 3.500.000,00 | tabung oksigen
1.3.2.07.01.01.026 | Tabung 02 | 2009 | 1 | Saldo |  | Baik | 1,00 | 3.000.000,00 | tabung o2
1.3.2.07.01.01.026 | Tabung 02 | 2009 | 2 | Saldo |  | Baik | 1,00 | 3.000.000,00 | tabung o2
1.3.2.07.01.01.026 | Tabung 02 | 2009 | 3 | Saldo |  | Baik | 1,00 | 3.000.000,00 | tabung o2
1.3.2.07.01.01.026 | Tabung 02 | 2009 | 4 | Saldo |  | Baik | 1,00 | 3.000.000,00 | tabung o2
1.3.2.07.01.01.026 | Tabung 02 | 2012 | 1 | Saldo |  | Baik | 1,00 | 2.707.500,00 | Tabung Oksigen Besar
1.3.2.07.01.01.026 | Tabung 02 | 2012 | 2 | Saldo |  | Baik | 1,00 | 2.707.500,00 | Tabung Oksigen Besar
1.3.2.07.01.01.026 | Tabung 02 | 2012 | 3 | Saldo |  | Baik | 1,00 | 2.707.500,00 | Tabung Oksigen Besar
1.3.2.07.01.01.026 | Tabung 02 | 2012 | 4 | Saldo |  | Baik | 1,00 | 2.707.500,00 | Tabung Oksigen Besar
1.3.2.07.01.01.026 | Tabung 02 | 2012 | 5 | Saldo |  | Baik | 1,00 | 2.707.500,00 | Tabung Oksigen Besar
1.3.2.07.01.01.026 | Tabung 02 | 2012 | 6 | Saldo |  | Baik | 1,00 | 2.707.500,00 | Tabung Oksigen Besar
1.3.2.07.01.01.026 | Tabung 02 | 2012 | 7 | Saldo |  | Baik | 1,00 | 2.707.500,00 | Tabung Oksigen Besar
1.3.2.07.01.01.026 | Tabung 02 | 2012 | 8 | Saldo |  | Baik | 1,00 | 2.707.500,00 | Tabung Oksigen Besar
1.3.2.07.01.01.026 | Tabung 02 | 2012 | 9 | Saldo |  | Baik | 1,00 | 1.519.500,00 | Tabung Oksigen Kecil
1.3.2.07.01.01.026 | Tabung 02 | 2012 | 10 | Saldo |  | Baik | 1,00 | 1.519.500,00 | Tabung Oksigen Kecil
1.3.2.07.01.01.026 | Tabung 02 | 2012 | 11 | Saldo |  | Baik | 1,00 | 1.519.500,00 | Tabung Oksigen Kecil
1.3.2.07.01.01.026 | Tabung 02 | 2015 | 1 | Pembelian | Lokal |  | 1,00 | 1.650.000,00 | Tabung Oksigen Kecil
1.3.2.07.01.01.026 | Tabung 02 | 2015 | 2 | Pembelian | Lokal |  | 1,00 | 1.650.000,00 | Tabung Oksigen Kecil
1.3.2.07.01.01.026 | Tabung 02 | 2015 | 3 | Pembelian | Lokal |  | 1,00 | 1.650.000,00 | Tabung Oksigen Kecil
1.3.2.07.01.01.026 | Tabung 02 | 2015 | 4 | Pembelian | Lokal |  | 1,00 | 1.650.000,00 | Tabung Oksigen Kecil
1.3.2.07.01.01.026 | Tabung 02 | 2015 | 5 | Pembelian | Lokal |  | 1,00 | 1.650.000,00 | Tabung Oksigen Kecil
1.3.2.07.01.01.026 | Tabung 02 | 2015 | 6 | Pembelian | Lokal |  | 1,00 | 1.650.000,00 | Tabung Oksigen Kecil
1.3.2.07.01.01.026 | Tabung 02 | 2015 | 7 | Pembelian | Lokal |  | 1,00 | 1.650.000,00 | Tabung Oksigen Kecil
1.3.2.07.01.01.026 | Tabung 02 | 2015 | 8 | Pembelian | Lokal |  | 1,00 | 1.650.000,00 | Tabung Oksigen Kecil
1.3.2.07.01.01.026 | Tabung 02 | 2015 | 9 | Pembelian | Lokal |  | 1,00 | 1.650.000,00 | Tabung Oksigen Kecil
1.3.2.07.01.01.026 | Tabung 02 | 2015 | 10 | Pembelian | Lokal |  | 1,00 | 1.650.000,00 | Tabung Oksigen Kecil
1.3.2.07.01.01.026 | Tabung 02 | 2015 | 11 | Pembelian | Lokal |  | 1,00 | 1.650.000,00 | Tabung Oksigen Kecil
1.3.2.07.01.01.026 | Tabung 02 | 2015 | 12 | Pembelian | Lokal |  | 1,00 | 1.650.000,00 | Tabung Oksigen Kecil
1.3.2.07.01.01.026 | Tabung 02 | 2015 | 13 | Pembelian | Lokal |  | 1,00 | 1.650.000,00 | Tabung Oksigen Kecil
1.3.2.07.01.01.026 | Tabung 02 | 2015 | 14 | Pembelian | Lokal |  | 1,00 | 1.650.000,00 | Tabung Oksigen Kecil
1.3.2.07.01.01.026 | Tabung 02 | 2015 | 15 | Pembelian | Lokal |  | 1,00 | 1.650.000,00 | Tabung Oksigen Kecil
1.3.2.07.01.01.026 | Tabung 02 | 2021 | 1 | Pembelian | M3UC PUTIH QF 2 G1 O2 GR | Baik | 1,00 | 3.110.000,00 | TABUNG OKSIGEN VOL 6
1.3.2.07.01.01.026 | Tabung 02 | 2021 | 2 | Pembelian | M3UC PUTIH QF 2 G1 O2 GR | Baik | 1,00 | 3.100.000,00 | TABUNG OKSIGEN VOL 6
1.3.2.07.01.01.026 | Tabung 02 | 2021 | 3 | Pembelian | M3UC PUTIH QF 2 G1 O2 GR | Baik | 1,00 | 3.100.000,00 | TABUNG OKSIGEN VOL 6
1.3.2.07.01.01.026 | Tabung 02 | 2021 | 4 | Pembelian | M3UC PUTIH QF 2 G1 O2 GR | Baik | 1,00 | 3.100.000,00 | TABUNG OKSIGEN VOL 6
1.3.2.07.01.01.026 | Tabung 02 | 2021 | 5 | Pembelian | M3UC PUTIH QF 2 G1 O2 GR | Baik | 1,00 | 3.100.000,00 | TABUNG OKSIGEN VOL 6
1.3.2.07.01.01.026 | Tabung 02 | 2021 | 6 | Pembelian | M3UC PUTIH QF 2 G1 O2 GR | Baik | 1,00 | 3.100.000,00 | TABUNG OKSIGEN VOL 6
1.3.2.07.01.01.026 | Tabung 02 | 2021 | 7 | Pembelian | M3UC PUTIH QF 2 G1 O2 GR | Baik | 1,00 | 3.100.000,00 | TABUNG OKSIGEN VOL 6
1.3.2.07.01.01.026 | Tabung 02 | 2021 | 8 | Pembelian | M3UC PUTIH QF 2 G1 O2 GR | Baik | 1,00 | 3.100.000,00 | TABUNG OKSIGEN VOL 6
1.3.2.07.01.01.026 | Tabung 02 | 2021 | 9 | Pembelian | M3UC PUTIH QF 2 G1 O2 GR | Baik | 1,00 | 3.100.000,00 | TABUNG OKSIGEN VOL 6
1.3.2.07.01.01.026 | Tabung 02 | 2021 | 10 | Pembelian | M3UC PUTIH QF 2 G1 O2 GR | Baik | 1,00 | 3.100.000,00 | TABUNG OKSIGEN VOL 6
1.3.2.07.01.01.026 | Tabung 02 | 2021 | 11 | Pembelian | M3UC PUTIH QF 2 G1 O2 GR | Baik | 1,00 | 3.000.000,00 | TABUNG OKSIGEN VOL 6
1.3.2.07.01.01.026 | Tabung 02 | 2021 | 12 | Pembelian | M3UC PUTIH QF 2 G1 O2 GR | Baik | 1,00 | 3.000.000,00 | TABUNG OKSIGEN VOL 6
1.3.2.07.01.01.026 | Tabung 02 | 2021 | 13 | Pembelian | M3UC PUTIH QF 2 G1 O2 GR | Baik | 1,00 | 3.000.000,00 | TABUNG OKSIGEN VOL 6
1.3.2.07.01.01.026 | Tabung 02 | 2021 | 14 | Pembelian | M3UC PUTIH QF 2 G1 O2 GR | Baik | 1,00 | 3.000.000,00 | TABUNG OKSIGEN VOL 6
1.3.2.07.01.01.026 | Tabung 02 | 2021 | 15 | Pembelian | M3UC PUTIH QF 2 G1 O2 GR | Baik | 1,00 | 3.000.000,00 | TABUNG OKSIGEN VOL 6
1.3.2.07.01.01.026 | Tabung 02 | 2021 | 16 | Pembelian | M3UC PUTIH QF 2 G1 O2 GR | Baik | 1,00 | 3.000.000,00 | TABUNG OKSIGEN VOL 6
1.3.2.07.01.01.026 | Tabung 02 | 2021 | 17 | Pembelian | M3UC PUTIH QF 2 G1 O2 GR | Baik | 1,00 | 3.000.000,00 | TABUNG OKSIGEN VOL 6
1.3.2.07.01.01.026 | Tabung 02 | 2021 | 18 | Pembelian | M3UC PUTIH QF 2 G1 O2 GR | Baik | 1,00 | 3.000.000,00 | TABUNG OKSIGEN VOL 6
1.3.2.07.01.01.026 | Tabung 02 | 2021 | 19 | Pembelian | M3UC PUTIH QF 2 G1 O2 GR | Baik | 1,00 | 3.000.000,00 | TABUNG OKSIGEN VOL 6
1.3.2.07.01.01.026 | Tabung 02 | 2021 | 20 | Pembelian | M3UC PUTIH QF 2 G1 O2 GR | Baik | 1,00 | 3.000.000,00 | TABUNG OKSIGEN VOL 6
1.3.2.07.01.01.026 | Tabung 02 | 2021 | 21 | Pembelian | M3UC PUTIH QF 2 G1 O2 GR | Baik | 1,00 | 3.000.000,00 | TABUNG OKSIGEN VOL 6
1.3.2.07.01.01.026 | Tabung 02 | 2021 | 22 | BLUD | TABUNG OKSIGEN BIRU | Baik | 1,00 | 3.000.000,00 | TABUNG OKSIGEN 6 M3
1.3.2.07.01.01.026 | Tabung 02 | 2021 | 23 | BLUD | TABUNG OKSIGEN BIRU | Baik | 1,00 | 3.000.000,00 | TABUNG OKSIGEN 6 M3
1.3.2.07.01.01.026 | Tabung 02 | 2021 | 24 | BLUD | TABUNG OKSIGEN BIRU | Baik | 1,00 | 3.000.000,00 | TABUNG OKSIGEN 6 M3
1.3.2.07.01.01.026 | Tabung 02 | 2021 | 25 | BLUD | TABUNG OKSIGEN BIRU | Baik | 1,00 | 3.000.000,00 | TABUNG OKSIGEN 6 M3
1.3.2.07.01.01.038 | Bed Side Monitor | 2021 | 1 | Pembelian | CARESCAPE MONITOR GE | Baik | 1,00 | 232.904.221,00 | CARESCAPE MONITOR B650
1.3.2.07.01.01.038 | Bed Side Monitor | 2021 | 2 | Pembelian | CARESCAPE MONITOR GE | Baik | 1,00 | 232.904.221,00 | CARESCAPE MONITOR B650
1.3.2.07.01.01.038 | Bed Side Monitor | 2021 | 3 | Pembelian | CARESCAPE MONITOR GE | Baik | 1,00 | 232.904.221,00 | CARESCAPE MONITOR B650
1.3.2.07.01.01.038 | Bed Side Monitor | 2021 | 4 | Pembelian | CARESCAPE MONITOR GE | Baik | 1,00 | 232.999.221,00 | CARESCAPE MONITOR B650
1.3.2.07.01.01.060 | Electro Cardiography (Alat Kedokteran Umum) | 2019 | 1 | Pembelian |  | Baik | 0,00 | 24.815.000,00 | ECG UTAS E CHANNEL
1.3.2.07.01.01.060 | Electro Cardiography (Alat Kedokteran Umum) | 2019 | 2 | Pembelian |  | Baik | 0,00 | 24.815.000,00 | ECG UTAS E CHANNEL
1.3.2.07.01.01.060 | Electro Cardiography (Alat Kedokteran Umum) | 2019 | 3 | Pembelian |  | Baik | 0,00 | 24.815.000,00 | ECG UTAS E CHANNEL
1.3.2.07.01.01.060 | Electro Cardiography (Alat Kedokteran Umum) | 2021 | 1 | Pembelian | UTAS 3 | Baik | 1,00 | 24.790.000,00 | 3 CHANNEL ELECTROCARDIOGRPH UCARD 100
1.3.2.07.01.01.060 | Electro Cardiography (Alat Kedokteran Umum) | 2021 | 2 | Pembelian | UTAS 3 | Baik | 1,00 | 24.790.000,00 | 3 CHANNEL ELECTROCARDIOGRPH UCARD 100
1.3.2.07.01.01.060 | Electro Cardiography (Alat Kedokteran Umum) | 2021 | 3 | Pembelian | UTAS 3 | Baik | 1,00 | 24.790.000,00 | 3 CHANNEL ELECTROCARDIOGRPH UCARD 100
1.3.2.07.01.01.060 | Electro Cardiography (Alat Kedokteran Umum) | 2021 | 4 | Pembelian | UTAS 3 | Baik | 1,00 | 24.790.000,00 | 3 CHANNEL ELECTROCARDIOGRPH UCARD 100
1.3.2.07.01.01.064 | Examination Lamp | 2018 | 1 | Pembelian | KARIXA |  | 0,00 | 2.950.000,00 | EXAMINATION LAMPDANA DAK RSUD 2018
1.3.2.07.01.01.064 | Examination Lamp | 2018 | 2 | Pembelian | KARIXA |  | 0,00 | 2.950.000,00 | EXAMINATION LAMPDANA DAK RSUD 2018
1.3.2.07.01.01.064 | Examination Lamp | 2019 | 1 | Pembelian |  | Baik | 0,00 | 3.012.500,00 | EXAMINITION LAMP
1.3.2.07.01.01.064 | Examination Lamp | 2019 | 2 | Pembelian |  | Baik | 0,00 | 3.012.500,00 | EXAMINITION LAMP
1.3.2.07.01.01.064 | Examination Lamp | 2019 | 3 | Pembelian |  | Baik | 0,00 | 3.012.500,00 | EXAMINITION LAMP
1.3.2.07.01.01.064 | Examination Lamp | 2019 | 4 | Pembelian |  | Baik | 0,00 | 3.012.500,00 | EXAMINITION LAMP
1.3.2.07.01.01.065 | Examination Table | 2014 | 1 | Saldo |  | Baik | 1,00 | 3.931.482,00 | Bed Tindakan IGD
1.3.2.07.01.01.065 | Examination Table | 2014 | 2 | Saldo |  | Baik | 1,00 | 3.931.482,00 | Bed Tindakan IGD
1.3.2.07.01.01.065 | Examination Table | 2014 | 3 | Saldo |  | Baik | 1,00 | 3.931.482,00 | Bed Tindakan IGD
1.3.2.07.01.01.065 | Examination Table | 2014 | 4 | Saldo |  | Baik | 1,00 | 3.931.482,00 | Bed Tindakan IGD
1.3.2.07.01.01.065 | Examination Table | 2014 | 5 | Saldo |  | Baik | 1,00 | 3.931.481,00 | Bed Tindakan IGD
1.3.2.07.01.01.065 | Examination Table | 2014 | 6 | Saldo |  | Baik | 1,00 | 3.931.481,00 | Bed Tindakan IGD
1.3.2.07.01.01.065 | Examination Table | 2014 | 7 | Saldo |  | Baik | 1,00 | 3.931.481,00 | Bed Tindakan IGD
1.3.2.07.01.01.065 | Examination Table | 2014 | 8 | Saldo |  | Baik | 1,00 | 3.931.481,00 | Bed Tindakan IGD
1.3.2.07.01.01.065 | Examination Table | 2018 | 1 | Pembelian | OVERTABLE |  | 1,00 | 5.320.538,50 | ALKES DAK RSUD 2018
1.3.2.07.01.01.065 | Examination Table | 2018 | 2 | Pembelian | OVERTABLE |  | 1,00 | 5.320.538,50 | ALKES DAK RSUD 2018
1.3.2.07.01.01.065 | Examination Table | 2018 | 3 | Pembelian | OVERTABLE |  | 1,00 | 5.320.538,50 | ALKES DAK RSUD 2018
1.3.2.07.01.01.065 | Examination Table | 2018 | 4 | Pembelian | OVERTABLE |  | 1,00 | 5.320.538,50 | ALKES DAK RSUD 2018
1.3.2.07.01.01.065 | Examination Table | 2018 | 5 | Pembelian | OVERTABLE |  | 1,00 | 5.320.538,50 | ALKES DAK RSUD 2018
1.3.2.07.01.01.065 | Examination Table | 2018 | 6 | Pembelian | OVERTABLE |  | 1,00 | 5.320.538,50 | ALKES DAK RSUD 2018
1.3.2.07.01.01.065 | Examination Table | 2018 | 7 | Pembelian | OVERTABLE |  | 1,00 | 5.320.538,50 | ALKES DAK RSUD 2018
1.3.2.07.01.01.065 | Examination Table | 2018 | 8 | Pembelian | OVERTABLE |  | 1,00 | 5.320.538,50 | ALKES DAK RSUD 2018
1.3.2.07.01.01.065 | Examination Table | 2018 | 9 | Pembelian | Examinitaniot table |  | 1,00 | 7.596.200,00 | ALKES DAK RSUD 2018
1.3.2.07.01.01.065 | Examination Table | 2018 | 10 | Pembelian | Examinitaniot table |  | 1,00 | 7.596.200,00 | ALKES DAK RSUD 2018
1.3.2.07.01.01.065 | Examination Table | 2018 | 11 | Pembelian | Examinitaniot table |  | 1,00 | 7.596.200,00 | ALKES DAK RSUD 2018
1.3.2.07.01.01.065 | Examination Table | 2018 | 12 | Pembelian | Examinitaniot table |  | 1,00 | 7.594.356,00 | ALKES DAK RSUD 2018
1.3.2.07.01.01.065 | Examination Table | 2021 | 1 | Pembelian | KARIXA | Baik | 1,00 | 6.152.400,00 | EXAMINATION TABLE KA 07 01 BSS
1.3.2.07.01.01.080 | Infusion Pump | 2021 | 1 | Pembelian | MINDRAY BENEFUSION VP3 | Baik | 1,00 | 17.200.000,00 | MINDRAY BENEFUSION VP3
1.3.2.07.01.01.080 | Infusion Pump | 2021 | 2 | Pembelian | MINDRAY BENEFUSION VP3 | Baik | 1,00 | 17.200.000,00 | MINDRAY BENEFUSION VP3
1.3.2.07.01.01.080 | Infusion Pump | 2021 | 3 | Pembelian | MINDRAY BENEFUSION VP3 | Baik | 1,00 | 17.200.000,00 | MINDRAY BENEFUSION VP3
1.3.2.07.01.01.080 | Infusion Pump | 2021 | 4 | Pembelian | MINDRAY BENEFUSION VP3 | Baik | 1,00 | 17.200.000,00 | MINDRAY BENEFUSION VP3
1.3.2.07.01.01.081 | Instrument Tray | 2019 | 12 | Pembelian |  | Baik | 0,00 | 3.712.500,00 | Instrument Table
1.3.2.07.01.01.081 | Instrument Tray | 2019 | 13 | Pembelian |  | Baik | 0,00 | 3.712.500,00 | Instrument Table
1.3.2.07.01.01.081 | Instrument Tray | 2019 | 14 | Pembelian |  | Baik | 0,00 | 3.712.500,00 | Instrument Table
1.3.2.07.01.01.081 | Instrument Tray | 2019 | 15 | Pembelian |  | Baik | 0,00 | 3.712.500,00 | Instrument Table
1.3.2.07.01.01.081 | Instrument Tray | 2019 | 16 | Pembelian |  | Baik | 0,00 | 3.712.500,00 | Instrument Table
1.3.2.07.01.01.081 | Instrument Tray | 2019 | 17 | Pembelian |  | Baik | 0,00 | 3.712.500,00 | Instrument Table
1.3.2.07.01.01.081 | Instrument Tray | 2019 | 18 | Pembelian |  | Baik | 0,00 | 3.712.500,00 | Instrument Table
1.3.2.07.01.01.081 | Instrument Tray | 2019 | 19 | Pembelian |  | Baik | 0,00 | 3.712.500,00 | Instrument Table
1.3.2.07.01.01.087 | Korentang | 2007 | 1 | Hibah Masuk | FORTUS-GERMANY |  | 1,00 | 547.000,00 | HIBAH BMN
1.3.2.07.01.01.087 | Korentang | 2007 | 2 | Hibah Masuk | FORTUS-GERMANY |  | 1,00 | 547.000,00 | HIBAH BMN
1.3.2.07.01.01.118 | Pulse Oximeter | 2021 | 1 | Pembelian | BOSCHMED | Baik | 1,00 | 8.945.000,00 | PM 60 PULSE OXIMETER
1.3.2.07.01.01.118 | Pulse Oximeter | 2021 | 2 | Pembelian | BOSCHMED | Baik | 1,00 | 8.945.000,00 | PM 60 PULSE OXIMETER
1.3.2.07.01.01.118 | Pulse Oximeter | 2021 | 3 | Pembelian | BOSCHMED | Baik | 1,00 | 8.945.000,00 | PM 60 PULSE OXIMETER
1.3.2.07.01.01.118 | Pulse Oximeter | 2021 | 4 | Pembelian | MINDRAY M7 | Baik | 1,00 | 8.945.000,00 | PM 60 PULSE OXIMETER
1.3.2.07.01.01.118 | Pulse Oximeter | 2021 | 5 | Pembelian | BOSCHMED | Baik | 1,00 | 8.945.000,00 | PM 60 PULSE OXIMETER
1.3.2.07.01.01.118 | Pulse Oximeter | 2021 | 6 | Pembelian | MINDRAY M7 | Baik | 1,00 | 8.945.000,00 | PM 60 PULSE OXIMETER
1.3.2.07.01.01.118 | Pulse Oximeter | 2021 | 7 | Pembelian | MINDRAY M7 | Baik | 1,00 | 8.945.000,00 | PM 60 PULSE OXIMETER
1.3.2.07.01.01.118 | Pulse Oximeter | 2021 | 8 | Pembelian | MINDRAY M7 | Baik | 1,00 | 8.945.000,00 | PM 60 PULSE OXIMETER
1.3.2.07.01.01.122 | Resusitasi Anak | 2021 | 1 | Pembelian | DRAEGER RESUSCITAIRE | Baik | 1,00 | 195.900.000,00 | NEONATAL RESUSCITATOR RESUSCITAIRE STANDARTT
1.3.2.07.01.01.133 | Suction Pump | 2021 | 1 | Pembelian | SIMEX POWEFULL L | Baik | 1,00 | 24.166.000,00 | POWERFUL BATTERY SUCTION UNIT M-30
1.3.2.07.01.01.133 | Suction Pump | 2021 | 2 | Pembelian | SIMEX POWEFULL L | Baik | 1,00 | 24.166.000,00 | POWERFUL BATTERY SUCTION UNIT M-30
1.3.2.07.01.01.133 | Suction Pump | 2021 | 3 | Pembelian | SIMEX POWEFULL L | Baik | 1,00 | 24.166.000,00 | POWERFUL BATTERY SUCTION UNIT M-30
1.3.2.07.01.01.133 | Suction Pump | 2021 | 4 | Pembelian | SIMEX | Baik | 1,00 | 24.166.000,00 | POWERFULL BATTERY SUCTION UNIT M 30
1.3.2.07.01.01.133 | Suction Pump | 2021 | 5 | Pembelian | SIMEX | Baik | 1,00 | 24.166.000,00 | POWERFULL BATTERY SUCTION UNIT M 30
1.3.2.07.01.01.133 | Suction Pump | 2021 | 6 | Pembelian | POWERFULL SUCTION PUMP UNIT | Baik | 1,00 | 25.825.000,00 | POWERFULL SUCTION PUMP UNIT
1.3.2.07.01.01.133 | Suction Pump | 2021 | 7 | Pembelian | POWERFULL SUCTION PUMP UNIT | Baik | 1,00 | 25.825.000,00 | POWERFULL SUCTION PUMP UNIT
1.3.2.07.01.01.143 | Syringe Pump (Alat Kedokteran Umum) | 2021 | 1 | Pembelian | BENEFUSION SP5 EX SYRINGE PUMP | Baik | 1,00 | 18.550.000,00 | MINDRAY BENEFUSION SP5 EX SYRINGE PUMP
1.3.2.07.01.01.143 | Syringe Pump (Alat Kedokteran Umum) | 2021 | 2 | Pembelian | BENEFUSION SP5 EX SYRINGE PUMP | Baik | 1,00 | 18.550.000,00 | MINDRAY BENEFUSION SP5 EX SYRINGE PUMP
1.3.2.07.01.01.143 | Syringe Pump (Alat Kedokteran Umum) | 2021 | 3 | Pembelian | BENEFUSION SP5 EX SYRINGE PUMP | Baik | 1,00 | 18.550.000,00 | MINDRAY BENEFUSION SP5 EX SYRINGE PUMP
1.3.2.07.01.01.143 | Syringe Pump (Alat Kedokteran Umum) | 2021 | 4 | Pembelian | BENEFUSION SP5 EX SYRINGE PUMP | Baik | 1,00 | 18.550.000,00 | MINDRAY BENEFUSION SP5 EX SYRINGE PUMP
1.3.2.07.01.01.144 | Temperatur Monitor | 2020 | 1 | Pembelian |  |  | 0,00 | 552.000,00 | Pengukur Suhu Ruangan
1.3.2.07.01.01.144 | Temperatur Monitor | 2020 | 2 | Pembelian |  |  | 0,00 | 552.000,00 | Pengukur Suhu Ruangan
1.3.2.07.01.01.170 | THT Set | 2005 | 3072 | Saldo |  | Baik | 1,00 | 15.000.000,00
1.3.2.07.01.01.170 | THT Set | 2008 | 1 | Saldo |  | Baik | 1,00 | 6.773.625,00 | brankar
1.3.2.07.01.01.170 | THT Set | 2014 | 1 | Saldo |  | Baik | 1,00 | 3.711.481,00 | Brankar Troley
1.3.2.07.01.01.170 | THT Set | 2014 | 2 | Saldo |  | Baik | 1,00 | 3.711.481,00 | Brankar Troley
1.3.2.07.01.01.170 | THT Set | 2014 | 3 | Saldo |  | Baik | 1,00 | 3.711.481,00 | Brankar Troley
1.3.2.07.01.01.170 | THT Set | 2014 | 4 | Saldo |  | Baik | 1,00 | 3.711.481,00 | Brankar Troley
1.3.2.07.01.01.170 | THT Set | 2014 | 5 | Saldo |  | Baik | 1,00 | 3.711.481,00 | Brankar Troley
1.3.2.07.01.01.171 | Troly Oksigen | 2009 | 1 | Saldo |  | Baik | 1,00 | 29.049.000,00 | honor, vena, hukna,sonde, hukna, troly 9
1.3.2.07.01.01.172 | Eye Wash | 2016 | 1 | Pembelian | EFECTA |  | 1,00 | 5.955.160,82 | Matras Decubitus
1.3.2.07.01.01.172 | Eye Wash | 2016 | 2 | Pembelian | EFECTA |  | 1,00 | 5.955.160,82 | Matras Decubitus
1.3.2.07.01.01.172 | Eye Wash | 2016 | 3 | Pembelian | GEA YOUNG WON |  | 1,00 | 2.254.000,00 | Matras Anti Decubitus
1.3.2.07.01.01.172 | Eye Wash | 2016 | 4 | Pembelian | GEA YOUNG WON |  | 1,00 | 2.254.000,00 | Matras Anti Decubitus
1.3.2.07.01.01.172 | Eye Wash | 2016 | 5 | Pembelian | MAK |  | 1,00 | 1.650.297,50 | MAK Matras Foam Adult
1.3.2.07.01.01.172 | Eye Wash | 2016 | 6 | Pembelian | MAK |  | 1,00 | 1.650.297,50 | MAK Matras Foam Adult
1.3.2.07.01.01.172 | Eye Wash | 2016 | 7 | Pembelian | MAK |  | 1,00 | 1.650.297,50 | MAK Matras Foam Adult
1.3.2.07.01.01.172 | Eye Wash | 2016 | 8 | Pembelian | MAK |  | 1,00 | 1.650.297,50 | MAK Matras Foam Adult
1.3.2.07.01.01.172 | Eye Wash | 2018 | 1 | Pembelian | SKN MATRAS |  | 0,00 | 3.635.010,00 | MATRAS DAK RSUD 2018
1.3.2.07.01.01.172 | Eye Wash | 2018 | 2 | Pembelian | SKN MATRAS |  | 0,00 | 3.632.710,00 | MATRAS DAK RSUD 2018
1.3.2.07.01.01.172 | Eye Wash | 2018 | 3 | Pembelian | SKN MATRAS |  | 0,00 | 3.632.710,00 | MATRAS DAK RSUD 2018
1.3.2.07.01.01.172 | Eye Wash | 2018 | 4 | Pembelian | SKN MATRAS |  | 0,00 | 3.632.710,00 | MATRAS DAK RSUD 2018
1.3.2.07.01.01.172 | Eye Wash | 2018 | 5 | Pembelian | SKN MATRAS |  | 0,00 | 3.632.710,00 | MATRAS DAK RSUD 2018
1.3.2.07.01.01.172 | Eye Wash | 2018 | 6 | Pembelian | SKN MATRAS |  | 0,00 | 3.632.710,00 | MATRAS DAK RSUD 2018
1.3.2.07.01.01.172 | Eye Wash | 2018 | 7 | Pembelian | SKN MATRAS |  | 0,00 | 3.632.710,00 | MATRAS DAK RSUD 2018
1.3.2.07.01.01.172 | Eye Wash | 2018 | 8 | Pembelian | SKN MATRAS |  | 0,00 | 3.632.710,00 | MATRAS DAK RSUD 2018
1.3.2.07.01.01.172 | Eye Wash | 2018 | 9 | Pembelian | SKN MATRAS |  | 0,00 | 3.632.710,00 | MATRAS DAK RSUD 2018
1.3.2.07.01.01.172 | Eye Wash | 2018 | 10 | Pembelian | SKN MATRAS |  | 0,00 | 3.632.710,00 | MATRAS DAK RSUD 2018
1.3.2.07.01.01.172 | Eye Wash | 2018 | 11 | Pembelian | SKN MATRAS |  | 0,00 | 3.632.710,00 | MATRAS DAK RSUD 2018
1.3.2.07.01.01.172 | Eye Wash | 2018 | 12 | Pembelian | SKN MATRAS |  | 0,00 | 3.632.710,00 | MATRAS DAK RSUD 2018
1.3.2.07.01.01.172 | Eye Wash | 2018 | 13 | Pembelian | SKN MATRAS |  | 0,00 | 3.632.710,00 | MATRAS DAK RSUD 2018
1.3.2.07.01.01.172 | Eye Wash | 2018 | 14 | Pembelian | SKN MATRAS |  | 0,00 | 3.632.710,00 | MATRAS DAK RSUD 2018
1.3.2.07.01.01.172 | Eye Wash | 2018 | 15 | Pembelian | SKN MATRAS |  | 0,00 | 3.632.710,00 | MATRAS DAK RSUD 2018
1.3.2.07.01.01.172 | Eye Wash | 2018 | 16 | Pembelian | SKN MATRAS |  | 0,00 | 3.632.710,00 | MATRAS DAK RSUD 2018
1.3.2.07.01.01.172 | Eye Wash | 2018 | 17 | Pembelian | SKN MATRAS |  | 0,00 | 3.632.710,00 | MATRAS DAK RSUD 2018
1.3.2.07.01.01.172 | Eye Wash | 2018 | 18 | Pembelian | SKN MATRAS |  | 0,00 | 3.632.710,00 | MATRAS DAK RSUD 2018
1.3.2.07.01.01.172 | Eye Wash | 2018 | 19 | Pembelian | SKN MATRAS |  | 0,00 | 3.632.710,00 | MATRAS DAK RSUD 2018
1.3.2.07.01.01.172 | Eye Wash | 2018 | 20 | Pembelian | SKN MATRAS |  | 0,00 | 3.632.710,00 | MATRAS DAK RSUD 2018
1.3.2.07.01.01.172 | Eye Wash | 2018 | 21 | Pembelian | SKN MATRAS |  | 0,00 | 3.187.100,00 | MATRAS DAK RSUD 2018
1.3.2.07.01.01.172 | Eye Wash | 2018 | 22 | Pembelian | SKN MATRAS |  | 0,00 | 3.187.100,00 | MATRAS DAK RSUD 2018
1.3.2.07.01.01.172 | Eye Wash | 2018 | 23 | Pembelian | SKN MATRAS |  | 0,00 | 3.187.100,00 | MATRAS DAK RSUD 2018
1.3.2.07.01.01.172 | Eye Wash | 2018 | 24 | Pembelian | SKN MATRAS |  | 0,00 | 3.187.100,00 | MATRAS DAK RSUD 2018
1.3.2.07.01.01.172 | Eye Wash | 2018 | 25 | Pembelian | SKN MATRAS |  | 0,00 | 3.187.100,00 | MATRAS DAK RSUD 2018
1.3.2.07.01.01.172 | Eye Wash | 2018 | 26 | Pembelian | SKN MATRAS |  | 0,00 | 3.187.100,00 | MATRAS DAK RSUD 2018
1.3.2.07.01.01.172 | Eye Wash | 2018 | 27 | Pembelian | SKN MATRAS |  | 0,00 | 3.187.100,00 | MATRAS DAK RSUD 2018
1.3.2.07.01.01.172 | Eye Wash | 2018 | 28 | Pembelian | SKN MATRAS |  | 0,00 | 3.187.100,00 | MATRAS DAK RSUD 2018
1.3.2.07.01.01.172 | Eye Wash | 2018 | 29 | Pembelian | SKN MATRAS |  | 0,00 | 3.187.100,00 | MATRAS DAK RSUD 2018
1.3.2.07.01.01.172 | Eye Wash | 2018 | 30 | Pembelian | SKN MATRAS |  | 0,00 | 3.187.100,00 | MATRAS DAK RSUD 2018
1.3.2.07.01.01.172 | Eye Wash | 2018 | 31 | Pembelian | SKN MATRAS |  | 0,00 | 3.187.100,00 | MATRAS DAK RSUD 2018
1.3.2.07.01.01.172 | Eye Wash | 2018 | 32 | Pembelian | SKN MATRAS |  | 0,00 | 3.187.100,00 | MATRAS DAK RSUD 2018
1.3.2.07.01.01.172 | Eye Wash | 2018 | 33 | Pembelian | SKN MATRAS |  | 0,00 | 3.187.100,00 | MATRAS DAK RSUD 2018
1.3.2.07.01.01.172 | Eye Wash | 2018 | 34 | Pembelian | SKN MATRAS |  | 0,00 | 3.187.100,00 | MATRAS DAK RSUD 2018
1.3.2.07.01.01.172 | Eye Wash | 2018 | 35 | Pembelian | SKN MATRAS |  | 0,00 | 3.187.100,00 | MATRAS DAK RSUD 2018
1.3.2.07.01.01.172 | Eye Wash | 2018 | 36 | Pembelian | SKN MATRAS |  | 0,00 | 3.187.100,00 | MATRAS DAK RSUD 2018
1.3.2.07.01.01.172 | Eye Wash | 2018 | 37 | Pembelian | SKN MATRAS |  | 0,00 | 3.187.100,00 | MATRAS DAK RSUD 2018
1.3.2.07.01.01.174 | Nebulizer | 2018 | 1 | Pembelian | NEBU - COM KIT BLUE CROSS JAPAN |  | 0,00 | 4.886.042,00 | DAK PENGADAAN ALAT KEDOKTERAN GAWAT DARURAT
1.3.2.07.01.01.174 | Nebulizer | 2018 | 2 | Pembelian | NEBU - COM KIT BLUE CROSS JAPAN |  | 0,00 | 4.886.042,00 | DAK PENGADAAN ALAT KEDOKTERAN GAWAT DARURAT
1.3.2.07.01.01.174 | Nebulizer | 2018 | 3 | Pembelian | NEBU - COM KIT BLUE CROSS JAPAN |  | 0,00 | 4.886.042,00 | DAK PENGADAAN ALAT KEDOKTERAN GAWAT DARURAT
1.3.2.07.01.01.174 | Nebulizer | 2018 | 4 | Pembelian | NEBU - COM KIT BLUE CROSS JAPAN |  | 0,00 | 4.886.041,00 | DAK PENGADAAN ALAT KEDOKTERAN GAWAT DARURAT
1.3.2.07.01.01.174 | Nebulizer | 2018 | 5 | Pembelian | NEBU - COM KIT BLUE CROSS JAPAN |  | 0,00 | 4.886.041,00 | DAK PENGADAAN ALAT KEDOKTERAN GAWAT DARURAT
1.3.2.07.01.01.178 | Room Devider (Bed Screen) | 2007 | 3 | Hibah Masuk | KARIXA |  | 1,00 | 3.134.000,00 | HIBAH BMN
1.3.2.07.01.01.178 | Room Devider (Bed Screen) | 2007 | 4 | Hibah Masuk | KARIXA |  | 1,00 | 3.134.000,00 | HIBAH BMN
1.3.2.07.01.01.178 | Room Devider (Bed Screen) | 2008 | 1 | Hibah Masuk | PANCA H |  | 1,00 | 1.100.000,00 | HIBAH BMN
1.3.2.07.01.01.178 | Room Devider (Bed Screen) | 2008 | 2 | Hibah Masuk | PANCA H |  | 1,00 | 1.100.000,00 | HIBAH BMN
1.3.2.07.01.01.178 | Room Devider (Bed Screen) | 2019 | 1 | Pembelian |  | Baik | 0,00 | 56.839.657,57 | MAK ELLETRIC CU-ICCU SOTAMAK BED
1.3.2.07.01.01.178 | Room Devider (Bed Screen) | 2019 | 2 | Pembelian |  | Baik | 0,00 | 56.839.657,57 | MAK ELLETRIC CU-ICCU SOTAMAK BED
1.3.2.07.01.01.178 | Room Devider (Bed Screen) | 2019 | 3 | Pembelian |  | Baik | 0,00 | 56.839.657,26 | MAK ELLETRIC CU-ICCU SOTAMAK BED
1.3.2.07.01.01.179 | Scrubs Station | 2017 | 1 | Pembelian | PLATINUM INSPIRATION |  | 3,00 | 75.690.460,00 | SCRUB STATION OK BARU
1.3.2.07.01.01.184 | INSTRUMEN TABLE | 2013 | 1 | Saldo |  | Baik | 1,00 | 4.511.378,00 | MEJA INSTRUMEN
1.3.2.07.01.01.184 | INSTRUMEN TABLE | 2015 | 1 | Pembelian | MAK |  | 1,00 | 3.869.453,96 | Meja Instrumen
1.3.2.07.01.01.184 | INSTRUMEN TABLE | 2015 | 2 | Pembelian | MAK |  | 1,00 | 3.869.453,96 | Meja Instrumen
1.3.2.07.01.01.184 | INSTRUMEN TABLE | 2015 | 3 | Pembelian | BIOMED |  | 1,00 | 3.850.000,00 | Mayo Stand
1.3.2.07.01.01.184 | INSTRUMEN TABLE | 2015 | 4 | Pembelian | BIOMED |  | 1,00 | 3.850.000,00 | Mayo Stand
1.3.2.07.01.01.184 | INSTRUMEN TABLE | 2016 | 1 | Pembelian | MAK |  | 1,00 | 4.677.300,00 | MAK Instrument Trolley
1.3.2.07.01.01.184 | INSTRUMEN TABLE | 2016 | 2 | Pembelian | MAK |  | 1,00 | 4.677.300,00 | MAK Instrument Trolley
1.3.2.07.01.01.184 | INSTRUMEN TABLE | 2016 | 3 | Pembelian | MAK |  | 1,00 | 4.677.300,00 | MAK Instrument Trolley
1.3.2.07.01.01.184 | INSTRUMEN TABLE | 2016 | 4 | Pembelian | MAK |  | 1,00 | 4.677.300,00 | MAK Instrument Trolley
1.3.2.07.01.01.184 | INSTRUMEN TABLE | 2016 | 5 | Pembelian | MAK |  | 1,00 | 4.677.300,00 | MAK Instrument Trolley
1.3.2.07.01.01.184 | INSTRUMEN TABLE | 2016 | 6 | Pembelian | MAK |  | 1,00 | 4.677.300,00 | MAK Instrument Trolley
1.3.2.07.01.01.184 | INSTRUMEN TABLE | 2016 | 7 | Pembelian | MAK |  | 1,00 | 4.677.300,00 | MAK Instrument Trolley
1.3.2.07.01.01.184 | INSTRUMEN TABLE | 2016 | 8 | Pembelian | MAK |  | 1,00 | 4.677.300,00 | MAK Instrument Trolley
1.3.2.07.01.01.184 | INSTRUMEN TABLE | 2016 | 9 | Pembelian | MAK |  | 1,00 | 4.677.300,00 | MAK Instrument Trolley
1.3.2.07.01.01.184 | INSTRUMEN TABLE | 2016 | 10 | Pembelian | MAK |  | 1,00 | 4.677.300,00 | MAK Instrument Trolley
1.3.2.07.01.01.189 | Two Basin Standt | 2005 | 3062 | Saldo |  | Baik | 1,00 | 1.000.000,00
1.3.2.07.01.01.189 | Two Basin Standt | 2013 | 1 | Saldo |  | Baik | 1,00 | 2.201.378,00 | TEMPAT BASKOM DOUBLE
1.3.2.07.01.01.190 | Tandu Lipat | 2015 | 1 | Pembelian | MAK |  | 1,00 | 7.673.753,96 | Brankar Pasien Lipat
1.3.2.07.01.01.190 | Tandu Lipat | 2015 | 2 | Pembelian | MAK |  | 1,00 | 7.673.753,96 | Brankar Pasien Lipat
1.3.2.07.01.01.190 | Tandu Lipat | 2015 | 3 | Pembelian | MAK |  | 1,00 | 7.673.753,96 | Brankar Pasien Lipat
1.3.2.07.01.01.190 | Tandu Lipat | 2015 | 4 | Pembelian | ROBUST |  | 1,00 | 11.659.915,00 | Brankar Pasien Khusus ICU
1.3.2.07.01.01.190 | Tandu Lipat | 2015 | 5 | Pembelian | ROBUST |  | 1,00 | 11.659.915,00 | Brankar Pasien Khusus ICU
1.3.2.07.01.01.190 | Tandu Lipat | 2015 | 6 | Pembelian | ROBUST |  | 1,00 | 11.659.915,00 | Brankar Pasien Khusus ICU
1.3.2.07.01.01.192 | BED SIDE CABINET | 2019 | 7 | Pembelian |  | Baik | 0,00 | 4.350.000,00 | BEDSIDE CABINET
1.3.2.07.01.01.192 | BED SIDE CABINET | 2019 | 8 | Pembelian |  | Baik | 0,00 | 4.350.000,00 | BEDSIDE CABINET
1.3.2.07.01.01.192 | BED SIDE CABINET | 2019 | 9 | Pembelian |  | Baik | 0,00 | 4.350.000,00 | BEDSIDE CABINET
1.3.2.07.01.01.192 | BED SIDE CABINET | 2019 | 10 | Pembelian |  | Baik | 0,00 | 4.350.000,00 | BEDSIDE CABINET
1.3.2.07.01.01.192 | BED SIDE CABINET | 2019 | 11 | Pembelian |  | Baik | 0,00 | 4.350.000,00 | BEDSIDE CABINET
1.3.2.07.01.01.192 | BED SIDE CABINET | 2019 | 12 | Pembelian |  | Baik | 0,00 | 4.350.000,00 | BEDSIDE CABINET
1.3.2.07.01.01.192 | BED SIDE CABINET | 2019 | 13 | Pembelian |  | Baik | 0,00 | 4.350.000,00 | BEDSIDE CABINET
1.3.2.07.01.01.192 | BED SIDE CABINET | 2019 | 14 | Pembelian |  | Baik | 0,00 | 4.350.000,00 | BEDSIDE CABINET
1.3.2.07.01.01.192 | BED SIDE CABINET | 2019 | 15 | Pembelian |  | Baik | 0,00 | 4.350.000,00 | BEDSIDE CABINET
1.3.2.07.01.01.192 | BED SIDE CABINET | 2019 | 16 | Pembelian |  | Baik | 0,00 | 4.350.000,00 | BEDSIDE CABINET
1.3.2.07.01.01.192 | BED SIDE CABINET | 2019 | 17 | Pembelian |  | Baik | 0,00 | 4.350.000,00 | BEDSIDE CABINET
1.3.2.07.01.01.192 | BED SIDE CABINET | 2019 | 18 | Pembelian |  | Baik | 0,00 | 4.350.000,00 | BEDSIDE CABINET
1.3.2.07.01.01.192 | BED SIDE CABINET | 2019 | 19 | Pembelian |  | Baik | 0,00 | 4.350.000,00 | BEDSIDE CABINET
1.3.2.07.01.01.192 | BED SIDE CABINET | 2019 | 20 | Pembelian |  | Baik | 0,00 | 4.350.000,00 | BEDSIDE CABINET
1.3.2.07.01.01.192 | BED SIDE CABINET | 2019 | 21 | Pembelian |  | Baik | 0,00 | 4.350.000,00 | BEDSIDE CABINET
1.3.2.07.01.01.192 | BED SIDE CABINET | 2019 | 22 | Pembelian |  | Baik | 0,00 | 4.350.000,00 | BEDSIDE CABINET
1.3.2.07.01.01.192 | BED SIDE CABINET | 2019 | 23 | Pembelian |  | Baik | 0,00 | 4.350.000,00 | BEDSIDE CABINET
1.3.2.07.01.01.192 | BED SIDE CABINET | 2019 | 24 | Pembelian |  | Baik | 0,00 | 4.350.000,00 | BEDSIDE CABINET
1.3.2.07.01.01.192 | BED SIDE CABINET | 2019 | 25 | Pembelian |  | Baik | 0,00 | 4.350.000,00 | BEDSIDE CABINET
1.3.2.07.01.01.192 | BED SIDE CABINET | 2019 | 26 | Pembelian |  | Baik | 0,00 | 4.350.000,00 | BEDSIDE CABINET
1.3.2.07.01.01.192 | BED SIDE CABINET | 2019 | 27 | Pembelian |  | Baik | 0,00 | 4.350.000,00 | BEDSIDE CABINET
1.3.2.07.01.01.192 | BED SIDE CABINET | 2019 | 28 | Pembelian |  | Baik | 0,00 | 4.350.000,00 | BEDSIDE CABINET
1.3.2.07.01.01.192 | BED SIDE CABINET | 2019 | 29 | Pembelian |  | Baik | 0,00 | 4.350.000,00 | BEDSIDE CABINET
1.3.2.07.01.01.192 | BED SIDE CABINET | 2019 | 30 | Pembelian |  | Baik | 0,00 | 4.350.000,00 | BEDSIDE CABINET
1.3.2.07.01.01.192 | BED SIDE CABINET | 2019 | 31 | Pembelian |  | Baik | 0,00 | 4.350.000,00 | BEDSIDE CABINET
1.3.2.07.01.01.192 | BED SIDE CABINET | 2019 | 32 | Pembelian |  | Baik | 0,00 | 4.350.000,00 | BEDSIDE CABINET
1.3.2.07.01.01.192 | BED SIDE CABINET | 2019 | 33 | Pembelian |  | Baik | 0,00 | 4.350.000,00 | BEDSIDE CABINET
1.3.2.07.01.01.192 | BED SIDE CABINET | 2019 | 34 | Pembelian |  | Baik | 0,00 | 4.350.000,00 | BEDSIDE CABINET
1.3.2.07.01.01.192 | BED SIDE CABINET | 2019 | 35 | Pembelian |  | Baik | 0,00 | 4.350.000,00 | BEDSIDE CABINET
1.3.2.07.01.01.192 | BED SIDE CABINET | 2019 | 36 | Pembelian |  | Baik | 0,00 | 4.350.000,00 | BEDSIDE CABINET
1.3.2.07.01.01.192 | BED SIDE CABINET | 2019 | 37 | Pembelian |  | Baik | 0,00 | 4.350.000,00 | BEDSIDE CABINET
1.3.2.07.01.01.192 | BED SIDE CABINET | 2019 | 38 | Pembelian |  | Baik | 0,00 | 4.350.000,00 | BEDSIDE CABINET
1.3.2.07.01.01.192 | BED SIDE CABINET | 2019 | 39 | Pembelian |  | Baik | 0,00 | 4.350.000,00 | BEDSIDE CABINET
1.3.2.07.01.01.192 | BED SIDE CABINET | 2019 | 40 | Pembelian |  | Baik | 0,00 | 4.350.000,00 | BEDSIDE CABINET
1.3.2.07.01.01.192 | BED SIDE CABINET | 2019 | 41 | Pembelian |  | Baik | 0,00 | 4.350.000,00 | BEDSIDE CABINET
1.3.2.07.01.01.192 | BED SIDE CABINET | 2019 | 42 | Pembelian |  | Baik | 0,00 | 4.350.000,00 | BEDSIDE CABINET
1.3.2.07.01.01.192 | BED SIDE CABINET | 2019 | 43 | Pembelian |  | Baik | 0,00 | 4.350.000,00 | BEDSIDE CABINET
1.3.2.07.01.01.192 | BED SIDE CABINET | 2019 | 44 | Pembelian |  | Baik | 0,00 | 4.350.000,00 | BEDSIDE CABINET
1.3.2.07.01.01.192 | BED SIDE CABINET | 2019 | 45 | Pembelian |  | Baik | 0,00 | 4.350.000,00 | BEDSIDE CABINET
1.3.2.07.01.01.192 | BED SIDE CABINET | 2019 | 46 | Pembelian |  | Baik | 0,00 | 4.350.000,00 | BEDSIDE CABINET
1.3.2.07.01.01.192 | BED SIDE CABINET | 2019 | 47 | Pembelian |  | Baik | 0,00 | 4.350.000,00 | BEDSIDE CABINET
1.3.2.07.01.01.192 | BED SIDE CABINET | 2019 | 48 | Pembelian |  | Baik | 0,00 | 4.350.000,00 | BEDSIDE CABINET
1.3.2.07.01.01.192 | BED SIDE CABINET | 2019 | 49 | Pembelian |  | Baik | 0,00 | 4.350.000,00 | BEDSIDE CABINET
1.3.2.07.01.01.192 | BED SIDE CABINET | 2019 | 50 | Pembelian |  | Baik | 0,00 | 4.350.000,00 | BEDSIDE CABINET
1.3.2.07.01.01.192 | BED SIDE CABINET | 2019 | 51 | Pembelian |  | Baik | 0,00 | 4.350.000,00 | BEDSIDE CABINET
1.3.2.07.01.01.192 | BED SIDE CABINET | 2019 | 52 | Pembelian |  | Baik | 0,00 | 4.350.000,00 | BEDSIDE CABINET
1.3.2.07.01.01.192 | BED SIDE CABINET | 2019 | 53 | Pembelian |  | Baik | 0,00 | 4.350.000,00 | BEDSIDE CABINET
1.3.2.07.01.01.192 | BED SIDE CABINET | 2019 | 54 | Pembelian |  | Baik | 0,00 | 4.350.000,00 | BEDSIDE CABINET
1.3.2.07.01.01.192 | BED SIDE CABINET | 2019 | 55 | Pembelian |  | Baik | 0,00 | 4.350.000,00 | BEDSIDE CABINET
1.3.2.07.01.01.192 | BED SIDE CABINET | 2019 | 56 | Pembelian |  | Baik | 0,00 | 4.350.000,00 | BEDSIDE CABINET
1.3.2.07.01.01.192 | BED SIDE CABINET | 2019 | 57 | Pembelian |  | Baik | 0,00 | 4.350.000,00 | BEDSIDE CABINET
1.3.2.07.01.01.192 | BED SIDE CABINET | 2019 | 58 | Pembelian |  | Baik | 0,00 | 4.350.000,00 | BEDSIDE CABINET
1.3.2.07.01.01.192 | BED SIDE CABINET | 2019 | 59 | Pembelian |  | Baik | 0,00 | 4.350.000,00 | BEDSIDE CABINET
1.3.2.07.01.01.192 | BED SIDE CABINET | 2019 | 60 | Pembelian |  | Baik | 0,00 | 4.350.000,00 | BEDSIDE CABINET
1.3.2.07.01.01.194 | MATRAS PASIEN | 2019 | 1 | Pembelian |  | Baik | 0,00 | 3.912.233,20 | MATRASS LATEX ADULT 36113
1.3.2.07.01.01.194 | MATRAS PASIEN | 2019 | 2 | Pembelian |  | Baik | 0,00 | 3.912.233,20 | MATRASS LATEX ADULT 36113
1.3.2.07.01.01.194 | MATRAS PASIEN | 2019 | 3 | Pembelian |  | Baik | 0,00 | 3.912.233,20 | MATRASS LATEX ADULT 36113
1.3.2.07.01.01.194 | MATRAS PASIEN | 2019 | 4 | Pembelian |  | Baik | 0,00 | 2.420.420,00 | BIAYA ASET
1.3.2.07.01.01.194 | MATRAS PASIEN | 2019 | 5 | Pembelian |  | Baik | 0,00 | 2.420.420,00 | BIAYA ASET
1.3.2.07.01.01.194 | MATRAS PASIEN | 2019 | 6 | Pembelian |  | Baik | 0,00 | 2.420.420,00 | BIAYA ASET
1.3.2.07.01.01.194 | MATRAS PASIEN | 2019 | 7 | Pembelian |  | Baik | 0,00 | 2.420.420,00 | BIAYA ASET
1.3.2.07.01.01.194 | MATRAS PASIEN | 2019 | 8 | Pembelian |  | Baik | 0,00 | 2.420.420,00 | BIAYA ASET
1.3.2.07.01.01.194 | MATRAS PASIEN | 2019 | 9 | Pembelian |  | Baik | 0,00 | 2.420.420,00 | BIAYA ASET
1.3.2.07.01.01.194 | MATRAS PASIEN | 2019 | 10 | Pembelian |  | Baik | 0,00 | 2.420.420,00 | BIAYA ASET
1.3.2.07.01.01.194 | MATRAS PASIEN | 2019 | 11 | Pembelian |  | Baik | 0,00 | 2.420.420,00 | BIAYA ASET
1.3.2.07.01.01.194 | MATRAS PASIEN | 2019 | 12 | Pembelian |  | Baik | 0,00 | 2.420.420,00 | BIAYA ASET
1.3.2.07.01.01.194 | MATRAS PASIEN | 2019 | 13 | Pembelian |  | Baik | 0,00 | 2.420.420,00 | BIAYA ASET
1.3.2.07.01.01.194 | MATRAS PASIEN | 2019 | 14 | Pembelian |  | Baik | 0,00 | 2.420.420,00 | BIAYA ASET
1.3.2.07.01.01.194 | MATRAS PASIEN | 2019 | 15 | Pembelian |  | Baik | 0,00 | 2.420.420,00 | BIAYA ASET
1.3.2.07.01.01.194 | MATRAS PASIEN | 2019 | 16 | Pembelian |  | Baik | 0,00 | 2.420.420,00 | BIAYA ASET
1.3.2.07.01.01.194 | MATRAS PASIEN | 2019 | 17 | Pembelian |  | Baik | 0,00 | 2.420.420,00 | BIAYA ASET
1.3.2.07.01.01.194 | MATRAS PASIEN | 2019 | 18 | Pembelian |  | Baik | 0,00 | 2.420.420,00 | BIAYA ASET
1.3.2.07.01.01.194 | MATRAS PASIEN | 2019 | 19 | Pembelian |  | Baik | 0,00 | 2.420.420,00 | BIAYA ASET
1.3.2.07.01.01.194 | MATRAS PASIEN | 2019 | 20 | Pembelian |  | Baik | 0,00 | 2.420.420,00 | BIAYA ASET
1.3.2.07.01.01.194 | MATRAS PASIEN | 2019 | 21 | Pembelian |  | Baik | 0,00 | 2.420.420,00 | BIAYA ASET
1.3.2.07.01.01.194 | MATRAS PASIEN | 2019 | 22 | Pembelian |  | Baik | 0,00 | 2.175.900,00 | BIAYA ASET
1.3.2.07.01.01.194 | MATRAS PASIEN | 2019 | 23 | Pembelian |  | Baik | 0,00 | 2.175.900,00 | BIAYA ASET
1.3.2.07.01.01.194 | MATRAS PASIEN | 2019 | 24 | Pembelian |  | Baik | 0,00 | 2.175.900,00 | BIAYA ASET
1.3.2.07.01.01.194 | MATRAS PASIEN | 2019 | 25 | Pembelian |  | Baik | 0,00 | 2.175.900,00 | BIAYA ASET
1.3.2.07.01.01.194 | MATRAS PASIEN | 2019 | 26 | Pembelian |  | Baik | 0,00 | 2.175.900,00 | BIAYA ASET
1.3.2.07.01.01.194 | MATRAS PASIEN | 2019 | 27 | Pembelian |  | Baik | 0,00 | 2.407.420,00 | BIAYA ASET
1.3.2.07.01.01.194 | MATRAS PASIEN | 2019 | 28 | Pembelian |  | Baik | 0,00 | 2.407.420,00 | BIAYA ASET
1.3.2.07.01.01.194 | MATRAS PASIEN | 2019 | 29 | Pembelian |  | Baik | 0,00 | 2.407.420,00 | BIAYA ASET
1.3.2.07.01.01.194 | MATRAS PASIEN | 2019 | 30 | Pembelian |  | Baik | 0,00 | 2.407.420,00 | BIAYA ASET
1.3.2.07.01.01.194 | MATRAS PASIEN | 2019 | 31 | Pembelian |  | Baik | 0,00 | 2.407.420,00 | BIAYA ASET
1.3.2.07.01.01.194 | MATRAS PASIEN | 2019 | 32 | Pembelian |  | Baik | 0,00 | 2.407.420,00 | BIAYA ASET
1.3.2.07.01.01.194 | MATRAS PASIEN | 2019 | 33 | Pembelian |  | Baik | 0,00 | 2.407.420,00 | BIAYA ASET
1.3.2.07.01.01.194 | MATRAS PASIEN | 2019 | 34 | Pembelian |  | Baik | 0,00 | 2.407.420,00 | BIAYA ASET
1.3.2.07.01.01.194 | MATRAS PASIEN | 2019 | 35 | Pembelian |  | Baik | 0,00 | 2.407.420,00 | BIAYA ASET
1.3.2.07.01.01.194 | MATRAS PASIEN | 2019 | 36 | Pembelian |  | Baik | 0,00 | 2.407.420,00 | BIAYA ASET
1.3.2.07.01.01.194 | MATRAS PASIEN | 2019 | 37 | Pembelian |  | Baik | 0,00 | 2.407.420,00 | BIAYA ASET
1.3.2.07.01.01.194 | MATRAS PASIEN | 2019 | 38 | Pembelian |  | Baik | 0,00 | 2.407.420,00 | BIAYA ASET
1.3.2.07.01.01.194 | MATRAS PASIEN | 2019 | 39 | Pembelian |  | Baik | 0,00 | 2.407.420,00 | BIAYA ASET
1.3.2.07.01.01.194 | MATRAS PASIEN | 2019 | 40 | Pembelian |  | Baik | 0,00 | 2.407.420,00 | BIAYA ASET
1.3.2.07.01.01.194 | MATRAS PASIEN | 2019 | 41 | Pembelian |  | Baik | 0,00 | 2.407.420,00 | BIAYA ASET
1.3.2.07.01.01.194 | MATRAS PASIEN | 2019 | 42 | Pembelian |  | Baik | 0,00 | 2.407.420,00 | BIAYA ASET
1.3.2.07.01.01.194 | MATRAS PASIEN | 2019 | 43 | Pembelian |  | Baik | 0,00 | 2.407.420,00 | BIAYA ASET
1.3.2.07.01.01.194 | MATRAS PASIEN | 2019 | 44 | Pembelian |  | Baik | 0,00 | 2.407.420,00 | BIAYA ASET
1.3.2.07.01.01.194 | MATRAS PASIEN | 2019 | 45 | Pembelian |  | Baik | 0,00 | 2.407.420,00 | BIAYA ASET
1.3.2.07.01.01.194 | MATRAS PASIEN | 2019 | 46 | Pembelian |  | Baik | 0,00 | 2.407.420,00 | BIAYA ASET
1.3.2.07.01.01.194 | MATRAS PASIEN | 2019 | 47 | Pembelian |  | Baik | 0,00 | 1.920.420,00 | BIAYA ASET
1.3.2.07.01.01.194 | MATRAS PASIEN | 2019 | 48 | Pembelian |  | Baik | 0,00 | 1.920.420,00 | BIAYA ASET
1.3.2.07.01.01.194 | MATRAS PASIEN | 2019 | 49 | Pembelian |  | Baik | 0,00 | 1.920.420,00 | BIAYA ASET
1.3.2.07.01.01.194 | MATRAS PASIEN | 2019 | 50 | Pembelian |  | Baik | 0,00 | 1.920.680,00 | BIAYA ASET
1.3.2.07.01.01.194 | MATRAS PASIEN | 2020 | 1 | Pembelian |  |  | 0,00 | 2.310.000,00 | Matras Anak
1.3.2.07.01.01.194 | MATRAS PASIEN | 2020 | 2 | Pembelian |  |  | 0,00 | 2.310.000,00 | Matras Anak
1.3.2.07.01.01.194 | MATRAS PASIEN | 2021 | 1 | Pembelian | POLY MEDICAL | Baik | 1,00 | 4.445.477,00 | MATRAS POLY 016 F
1.3.2.07.01.01.194 | MATRAS PASIEN | 2021 | 2 | Pembelian | POLY MEDICAL | Baik | 1,00 | 4.445.477,00 | MATRAS POLY 016 F
1.3.2.07.01.01.194 | MATRAS PASIEN | 2021 | 3 | Pembelian | POLY MEDICAL | Baik | 1,00 | 4.445.477,00 | MATRAS POLY 016 F
1.3.2.07.01.01.194 | MATRAS PASIEN | 2021 | 4 | Pembelian | POLY MEDICAL | Baik | 1,00 | 4.445.477,00 | MATRAS POLY 016 F
1.3.2.07.01.01.195 | TEMPAT TIDUR PASIEN | 2018 | 1 | Pembelian | SKN Bed Side Cabinet |  | 0,00 | 5.574.800,00 | BED SIDE CABINET DAK RSUD 2018
1.3.2.07.01.01.195 | TEMPAT TIDUR PASIEN | 2018 | 2 | Pembelian | SKN Bed Side Cabinet |  | 0,00 | 5.574.800,00 | BED SIDE CABINET DAK RSUD 2018
1.3.2.07.01.01.195 | TEMPAT TIDUR PASIEN | 2018 | 3 | Pembelian | SKN Bed Side Cabinet |  | 0,00 | 5.574.800,00 | BED SIDE CABINET DAK RSUD 2018
1.3.2.07.01.01.195 | TEMPAT TIDUR PASIEN | 2018 | 4 | Pembelian | SKN Bed Side Cabinet |  | 0,00 | 5.574.800,00 | BED SIDE CABINET DAK RSUD 2018
1.3.2.07.01.01.195 | TEMPAT TIDUR PASIEN | 2018 | 5 | Pembelian | SKN Bed Side Cabinet |  | 0,00 | 5.574.800,00 | BED SIDE CABINET DAK RSUD 2018
1.3.2.07.01.01.195 | TEMPAT TIDUR PASIEN | 2018 | 6 | Pembelian | SKN Bed Side Cabinet |  | 0,00 | 5.574.800,00 | BED SIDE CABINET DAK RSUD 2018
1.3.2.07.01.01.195 | TEMPAT TIDUR PASIEN | 2018 | 7 | Pembelian | SKN Bed Side Cabinet |  | 0,00 | 5.574.800,00 | BED SIDE CABINET DAK RSUD 2018
1.3.2.07.01.01.195 | TEMPAT TIDUR PASIEN | 2018 | 8 | Pembelian | SKN Bed Side Cabinet |  | 0,00 | 5.574.800,00 | BED SIDE CABINET DAK RSUD 2018
1.3.2.07.01.01.195 | TEMPAT TIDUR PASIEN | 2018 | 9 | Pembelian | SKN Bed Side Cabinet |  | 0,00 | 5.574.800,00 | BED SIDE CABINET DAK RSUD 2018
1.3.2.07.01.01.195 | TEMPAT TIDUR PASIEN | 2018 | 10 | Pembelian | SKN Bed Side Cabinet |  | 0,00 | 5.574.800,00 | BED SIDE CABINET DAK RSUD 2018
1.3.2.07.01.01.195 | TEMPAT TIDUR PASIEN | 2018 | 11 | Pembelian | SKN Bed Side Cabinet |  | 0,00 | 5.574.800,00 | BED SIDE CABINET DAK RSUD 2018
1.3.2.07.01.01.195 | TEMPAT TIDUR PASIEN | 2018 | 12 | Pembelian | SKN Bed Side Cabinet |  | 0,00 | 5.574.800,00 | BED SIDE CABINET DAK RSUD 2018
1.3.2.07.01.01.195 | TEMPAT TIDUR PASIEN | 2018 | 13 | Pembelian | SKN Bed Side Cabinet |  | 0,00 | 4.131.800,00 | BED SIDE CABINET DAK RSUD 2018
1.3.2.07.01.01.195 | TEMPAT TIDUR PASIEN | 2018 | 14 | Pembelian | SKN Bed Side Cabinet |  | 0,00 | 4.131.800,00 | BED SIDE CABINET DAK RSUD 2018
1.3.2.07.01.01.195 | TEMPAT TIDUR PASIEN | 2018 | 15 | Pembelian | SKN Bed Side Cabinet |  | 0,00 | 4.131.800,00 | BED SIDE CABINET DAK RSUD 2018
1.3.2.07.01.01.195 | TEMPAT TIDUR PASIEN | 2018 | 16 | Pembelian | SKN Bed Side Cabinet |  | 0,00 | 4.131.800,00 | BED SIDE CABINET DAK RSUD 2018
1.3.2.07.01.01.195 | TEMPAT TIDUR PASIEN | 2018 | 17 | Pembelian | SKN Bed Side Cabinet |  | 0,00 | 4.131.800,00 | BED SIDE CABINET DAK RSUD 2018
1.3.2.07.01.01.195 | TEMPAT TIDUR PASIEN | 2018 | 18 | Pembelian | SKN Bed Side Cabinet |  | 0,00 | 4.131.800,00 | BED SIDE CABINET DAK RSUD 2018
1.3.2.07.01.01.195 | TEMPAT TIDUR PASIEN | 2018 | 19 | Pembelian | SKN Bed Side Cabinet |  | 0,00 | 4.131.800,00 | BED SIDE CABINET DAK RSUD 2018
1.3.2.07.01.01.195 | TEMPAT TIDUR PASIEN | 2018 | 20 | Pembelian | SKN Bed Side Cabinet |  | 0,00 | 4.131.800,00 | BED SIDE CABINET DAK RSUD 2018
1.3.2.07.01.01.195 | TEMPAT TIDUR PASIEN | 2018 | 21 | Pembelian | SKN Bed Side Cabinet |  | 0,00 | 4.131.800,00 | BED SIDE CABINET DAK RSUD 2018
1.3.2.07.01.01.195 | TEMPAT TIDUR PASIEN | 2018 | 22 | Pembelian | SKN Bed Side Cabinet |  | 0,00 | 4.134.100,00 | BED SIDE CABINET DAK RSUD 2018
1.3.2.07.01.01.195 | TEMPAT TIDUR PASIEN | 2018 | 23 | Pembelian | SKN Hospital Bed |  | 0,00 | 15.101.300,00 | BED PASIEN DANA DAK 2018
1.3.2.07.01.01.195 | TEMPAT TIDUR PASIEN | 2018 | 24 | Pembelian | SKN Hospital Bed |  | 0,00 | 15.101.300,00 | BED PASIEN DANA DAK 2018
1.3.2.07.01.01.195 | TEMPAT TIDUR PASIEN | 2018 | 25 | Pembelian | SKN Hospital Bed |  | 0,00 | 15.101.300,00 | BED PASIEN DANA DAK 2018
1.3.2.07.01.01.195 | TEMPAT TIDUR PASIEN | 2018 | 26 | Pembelian | SKN Hospital Bed |  | 0,00 | 15.101.300,00 | BED PASIEN DANA DAK 2018
1.3.2.07.01.01.195 | TEMPAT TIDUR PASIEN | 2018 | 27 | Pembelian | SKN Hospital Bed |  | 0,00 | 15.101.300,00 | BED PASIEN DANA DAK 2018
1.3.2.07.01.01.195 | TEMPAT TIDUR PASIEN | 2018 | 28 | Pembelian | SKN Hospital Bed |  | 0,00 | 15.101.300,00 | BED PASIEN DANA DAK 2018
1.3.2.07.01.01.195 | TEMPAT TIDUR PASIEN | 2018 | 29 | Pembelian | SKN Hospital Bed |  | 0,00 | 15.101.300,00 | BED PASIEN DANA DAK 2018
1.3.2.07.01.01.195 | TEMPAT TIDUR PASIEN | 2018 | 30 | Pembelian | SKN Hospital Bed |  | 0,00 | 15.101.300,00 | BED PASIEN DANA DAK 2018
1.3.2.07.01.01.195 | TEMPAT TIDUR PASIEN | 2018 | 31 | Pembelian | SKN Hospital Bed |  | 0,00 | 15.101.300,00 | BED PASIEN DANA DAK 2018
1.3.2.07.01.01.195 | TEMPAT TIDUR PASIEN | 2018 | 32 | Pembelian | SKN Hospital Bed |  | 0,00 | 15.101.300,00 | BED PASIEN DANA DAK 2018
1.3.2.07.01.01.195 | TEMPAT TIDUR PASIEN | 2018 | 33 | Pembelian | SKN Hospital Bed |  | 0,00 | 15.101.300,00 | BED PASIEN DANA DAK 2018
1.3.2.07.01.01.195 | TEMPAT TIDUR PASIEN | 2018 | 34 | Pembelian | SKN Hospital Bed |  | 0,00 | 15.101.300,00 | BED PASIEN DANA DAK 2018
1.3.2.07.01.01.195 | TEMPAT TIDUR PASIEN | 2018 | 35 | Pembelian | SKN Hospital Bed |  | 0,00 | 15.101.300,00 | BED PASIEN DANA DAK 2018
1.3.2.07.01.01.195 | TEMPAT TIDUR PASIEN | 2018 | 36 | Pembelian | SKN Hospital Bed |  | 0,00 | 15.101.300,00 | BED PASIEN DANA DAK 2018
1.3.2.07.01.01.195 | TEMPAT TIDUR PASIEN | 2018 | 37 | Pembelian | SKN Hospital Bed |  | 0,00 | 15.101.300,00 | BED PASIEN DANA DAK 2018
1.3.2.07.01.01.195 | TEMPAT TIDUR PASIEN | 2018 | 38 | Pembelian | SKN Hospital Bed |  | 0,00 | 15.101.300,00 | BED PASIEN DANA DAK 2018
1.3.2.07.01.01.195 | TEMPAT TIDUR PASIEN | 2018 | 39 | Pembelian | SKN Hospital Bed |  | 0,00 | 15.101.300,00 | BED PASIEN DANA DAK 2018
1.3.2.07.01.01.195 | TEMPAT TIDUR PASIEN | 2018 | 40 | Pembelian | SKN Hospital Bed |  | 0,00 | 15.101.300,00 | BED PASIEN DANA DAK 2018
1.3.2.07.01.01.195 | TEMPAT TIDUR PASIEN | 2018 | 41 | Pembelian | SKN Hospital Bed |  | 0,00 | 15.101.300,00 | BED PASIEN DANA DAK 2018
1.3.2.07.01.01.195 | TEMPAT TIDUR PASIEN | 2018 | 42 | Pembelian | SKN Hospital Bed |  | 0,00 | 15.101.300,00 | BED PASIEN DANA DAK 2018
1.3.2.07.01.01.195 | TEMPAT TIDUR PASIEN | 2018 | 43 | Pembelian | SKN Hospital Bed |  | 0,00 | 15.101.300,00 | BED PASIEN DANA DAK 2018
1.3.2.07.01.01.195 | TEMPAT TIDUR PASIEN | 2018 | 44 | Pembelian | SKN Hospital Bed |  | 0,00 | 15.101.300,00 | BED PASIEN DANA DAK 2018
1.3.2.07.01.01.195 | TEMPAT TIDUR PASIEN | 2018 | 45 | Pembelian | SKN Hospital Bed |  | 0,00 | 15.101.300,00 | BED PASIEN DANA DAK 2018
1.3.2.07.01.01.195 | TEMPAT TIDUR PASIEN | 2018 | 46 | Pembelian | SKN Hospital Bed |  | 0,00 | 15.101.300,00 | BED PASIEN DANA DAK 2018
1.3.2.07.01.01.195 | TEMPAT TIDUR PASIEN | 2018 | 47 | Pembelian | SKN Hospital Bed |  | 0,00 | 15.101.300,00 | BED PASIEN DANA DAK 2018
1.3.2.07.01.01.195 | TEMPAT TIDUR PASIEN | 2018 | 48 | Pembelian | SKN Hospital Bed |  | 0,00 | 15.101.300,00 | BED PASIEN DANA DAK 2018
1.3.2.07.01.01.195 | TEMPAT TIDUR PASIEN | 2018 | 49 | Pembelian | SKN Hospital Bed |  | 0,00 | 15.101.300,00 | BED PASIEN DANA DAK 2018
1.3.2.07.01.01.195 | TEMPAT TIDUR PASIEN | 2018 | 50 | Pembelian | SKN Hospital Bed |  | 0,00 | 15.101.300,00 | BED PASIEN DANA DAK 2018
1.3.2.07.01.01.195 | TEMPAT TIDUR PASIEN | 2018 | 51 | Pembelian | SKN Hospital Bed |  | 0,00 | 15.101.300,00 | BED PASIEN DANA DAK 2018
1.3.2.07.01.01.195 | TEMPAT TIDUR PASIEN | 2018 | 52 | Pembelian | SKN Hospital Bed |  | 1,00 | 16.649.100,00 | BED PASIEN DANA DAK 2018
1.3.2.07.01.01.195 | TEMPAT TIDUR PASIEN | 2018 | 53 | Pembelian | SKN Hospital Bed |  | 1,00 | 16.649.100,00 | BED PASIEN DANA DAK 2018
1.3.2.07.01.01.195 | TEMPAT TIDUR PASIEN | 2018 | 54 | Pembelian | SKN Hospital Bed |  | 1,00 | 16.649.100,00 | BED PASIEN DANA DAK 2018
1.3.2.07.01.01.195 | TEMPAT TIDUR PASIEN | 2018 | 55 | Pembelian | SKN Hospital Bed |  | 1,00 | 16.649.100,00 | BED PASIEN DANA DAK 2018
1.3.2.07.01.01.195 | TEMPAT TIDUR PASIEN | 2018 | 56 | Pembelian | SKN Hospital Bed |  | 1,00 | 16.649.100,00 | BED PASIEN DANA DAK 2018
1.3.2.07.01.01.195 | TEMPAT TIDUR PASIEN | 2018 | 57 | Pembelian | SKN Hospital Bed |  | 1,00 | 16.649.100,00 | BED PASIEN DANA DAK 2018
1.3.2.07.01.01.195 | TEMPAT TIDUR PASIEN | 2018 | 58 | Pembelian | SKN Hospital Bed |  | 0,00 | 15.101.300,00 | BED PASIEN DANA DAK 2018
1.3.2.07.01.01.195 | TEMPAT TIDUR PASIEN | 2018 | 59 | Pembelian | SKN Hospital Bed |  | 0,00 | 15.101.300,00 | BED PASIEN DANA DAK 2018
1.3.2.07.01.01.195 | TEMPAT TIDUR PASIEN | 2019 | 1 | Pembelian |  | Baik | 0,00 | 14.240.000,00 | BIAYA ASET
1.3.2.07.01.01.195 | TEMPAT TIDUR PASIEN | 2019 | 2 | Pembelian |  | Baik | 0,00 | 14.240.000,00 | BIAYA ASET
1.3.2.07.01.01.195 | TEMPAT TIDUR PASIEN | 2019 | 3 | Pembelian |  | Baik | 0,00 | 14.240.000,00 | BIAYA ASET
1.3.2.07.01.01.195 | TEMPAT TIDUR PASIEN | 2019 | 4 | Pembelian |  | Baik | 0,00 | 14.240.000,00 | BIAYA ASET
1.3.2.07.01.01.195 | TEMPAT TIDUR PASIEN | 2019 | 5 | Pembelian |  | Baik | 0,00 | 14.240.000,00 | BIAYA ASET
1.3.2.07.01.01.195 | TEMPAT TIDUR PASIEN | 2019 | 6 | Pembelian |  | Baik | 0,00 | 15.923.200,00 | BIAYA ASET
1.3.2.07.01.01.195 | TEMPAT TIDUR PASIEN | 2019 | 7 | Pembelian |  | Baik | 0,00 | 15.923.200,00 | BIAYA ASET
1.3.2.07.01.01.195 | TEMPAT TIDUR PASIEN | 2019 | 8 | Pembelian |  | Baik | 0,00 | 15.923.200,00 | BIAYA ASET
1.3.2.07.01.01.195 | TEMPAT TIDUR PASIEN | 2019 | 9 | Pembelian |  | Baik | 0,00 | 15.923.200,00 | BIAYA ASET
1.3.2.07.01.01.195 | TEMPAT TIDUR PASIEN | 2019 | 10 | Pembelian |  | Baik | 0,00 | 15.923.200,00 | BIAYA ASET
1.3.2.07.01.01.195 | TEMPAT TIDUR PASIEN | 2019 | 11 | Pembelian |  | Baik | 0,00 | 15.923.200,00 | BIAYA ASET
1.3.2.07.01.01.195 | TEMPAT TIDUR PASIEN | 2019 | 12 | Pembelian |  | Baik | 0,00 | 15.923.200,00 | BIAYA ASET
1.3.2.07.01.01.195 | TEMPAT TIDUR PASIEN | 2019 | 13 | Pembelian |  | Baik | 0,00 | 15.923.200,00 | BIAYA ASET
1.3.2.07.01.01.195 | TEMPAT TIDUR PASIEN | 2019 | 14 | Pembelian |  | Baik | 0,00 | 15.923.200,00 | BIAYA ASET
1.3.2.07.01.01.195 | TEMPAT TIDUR PASIEN | 2019 | 15 | Pembelian |  | Baik | 0,00 | 15.923.200,00 | BIAYA ASET
1.3.2.07.01.01.195 | TEMPAT TIDUR PASIEN | 2019 | 16 | Pembelian |  | Baik | 0,00 | 15.923.200,00 | BIAYA ASET
1.3.2.07.01.01.195 | TEMPAT TIDUR PASIEN | 2019 | 17 | Pembelian |  | Baik | 0,00 | 15.923.200,00 | BIAYA ASET
1.3.2.07.01.01.195 | TEMPAT TIDUR PASIEN | 2019 | 18 | Pembelian |  | Baik | 0,00 | 15.923.200,00 | BIAYA ASET
1.3.2.07.01.01.195 | TEMPAT TIDUR PASIEN | 2019 | 19 | Pembelian |  | Baik | 0,00 | 15.923.200,00 | BIAYA ASET
1.3.2.07.01.01.195 | TEMPAT TIDUR PASIEN | 2019 | 20 | Pembelian |  | Baik | 0,00 | 15.923.200,00 | BIAYA ASET
1.3.2.07.01.01.195 | TEMPAT TIDUR PASIEN | 2019 | 21 | Pembelian |  | Baik | 0,00 | 15.923.200,00 | BIAYA ASET
1.3.2.07.01.01.195 | TEMPAT TIDUR PASIEN | 2019 | 22 | Pembelian |  | Baik | 0,00 | 15.923.200,00 | BIAYA ASET
1.3.2.07.01.01.195 | TEMPAT TIDUR PASIEN | 2019 | 23 | Pembelian |  | Baik | 0,00 | 15.923.200,00 | BIAYA ASET
1.3.2.07.01.01.195 | TEMPAT TIDUR PASIEN | 2019 | 24 | Pembelian |  | Baik | 0,00 | 15.923.200,00 | BIAYA ASET
1.3.2.07.01.01.195 | TEMPAT TIDUR PASIEN | 2019 | 25 | Pembelian |  | Baik | 0,00 | 15.923.200,00 | BIAYA ASET
1.3.2.07.01.01.195 | TEMPAT TIDUR PASIEN | 2019 | 26 | Pembelian |  | Baik | 0,00 | 15.923.200,00 | BIAYA ASET
1.3.2.07.01.01.195 | TEMPAT TIDUR PASIEN | 2019 | 27 | Pembelian |  | Baik | 0,00 | 15.923.200,00 | BIAYA ASET
1.3.2.07.01.01.195 | TEMPAT TIDUR PASIEN | 2019 | 28 | Pembelian |  | Baik | 0,00 | 15.923.200,00 | BIAYA ASET
1.3.2.07.01.01.195 | TEMPAT TIDUR PASIEN | 2019 | 29 | Pembelian |  | Baik | 0,00 | 15.923.200,00 | BIAYA ASET
1.3.2.07.01.01.195 | TEMPAT TIDUR PASIEN | 2019 | 30 | Pembelian |  | Baik | 0,00 | 15.923.200,00 | BIAYA ASET
1.3.2.07.01.01.195 | TEMPAT TIDUR PASIEN | 2019 | 31 | Pembelian |  | Baik | 0,00 | 15.923.200,00 | BIAYA ASET
1.3.2.07.01.01.195 | TEMPAT TIDUR PASIEN | 2019 | 32 | Pembelian |  | Baik | 0,00 | 15.923.200,00 | BIAYA ASET
1.3.2.07.01.01.195 | TEMPAT TIDUR PASIEN | 2019 | 33 | Pembelian |  | Baik | 0,00 | 15.923.200,00 | BIAYA ASET
1.3.2.07.01.01.195 | TEMPAT TIDUR PASIEN | 2019 | 34 | Pembelian |  | Baik | 0,00 | 15.923.200,00 | BIAYA ASET
1.3.2.07.01.01.195 | TEMPAT TIDUR PASIEN | 2019 | 35 | Pembelian |  | Baik | 0,00 | 15.923.200,00 | BIAYA ASET
1.3.2.07.01.01.195 | TEMPAT TIDUR PASIEN | 2019 | 36 | Pembelian |  | Baik | 0,00 | 15.923.200,00 | BIAYA ASET
1.3.2.07.01.01.195 | TEMPAT TIDUR PASIEN | 2019 | 37 | Pembelian |  | Baik | 0,00 | 15.923.200,00 | BIAYA ASET
1.3.2.07.01.01.195 | TEMPAT TIDUR PASIEN | 2019 | 38 | Pembelian |  | Baik | 0,00 | 15.923.200,00 | BIAYA ASET
1.3.2.07.01.01.195 | TEMPAT TIDUR PASIEN | 2019 | 39 | Pembelian |  | Baik | 0,00 | 15.923.200,00 | BIAYA ASET
1.3.2.07.01.01.195 | TEMPAT TIDUR PASIEN | 2019 | 40 | Pembelian |  | Baik | 0,00 | 15.923.200,00 | BIAYA ASET
1.3.2.07.01.01.195 | TEMPAT TIDUR PASIEN | 2019 | 41 | Pembelian |  | Baik | 0,00 | 15.923.200,00 | BIAYA ASET
1.3.2.07.01.01.195 | TEMPAT TIDUR PASIEN | 2019 | 42 | Pembelian |  | Baik | 0,00 | 15.923.200,00 | BIAYA ASET
1.3.2.07.01.01.195 | TEMPAT TIDUR PASIEN | 2019 | 43 | Pembelian |  | Baik | 0,00 | 15.923.200,00 | BIAYA ASET
1.3.2.07.01.01.195 | TEMPAT TIDUR PASIEN | 2019 | 44 | Pembelian |  | Baik | 0,00 | 15.923.200,00 | BIAYA ASET
1.3.2.07.01.01.195 | TEMPAT TIDUR PASIEN | 2019 | 45 | Pembelian |  | Baik | 0,00 | 15.923.200,00 | BIAYA ASET
1.3.2.07.01.01.195 | TEMPAT TIDUR PASIEN | 2019 | 46 | Pembelian |  | Baik | 0,00 | 15.923.200,00 | BIAYA ASET
1.3.2.07.01.01.195 | TEMPAT TIDUR PASIEN | 2019 | 47 | Pembelian |  | Baik | 0,00 | 15.923.200,00 | BIAYA ASET
1.3.2.07.01.01.195 | TEMPAT TIDUR PASIEN | 2019 | 48 | Pembelian |  | Baik | 0,00 | 15.923.200,00 | BIAYA ASET
1.3.2.07.01.01.195 | TEMPAT TIDUR PASIEN | 2019 | 49 | Pembelian |  | Baik | 0,00 | 15.923.200,00 | BIAYA ASET
1.3.2.07.01.01.195 | TEMPAT TIDUR PASIEN | 2019 | 50 | Pembelian |  | Baik | 0,00 | 15.923.200,00 | BIAYA ASET
1.3.2.07.01.01.195 | TEMPAT TIDUR PASIEN | 2019 | 51 | Pembelian |  | Baik | 0,00 | 15.923.200,00 | BIAYA ASET
1.3.2.07.01.01.195 | TEMPAT TIDUR PASIEN | 2019 | 52 | Pembelian |  | Baik | 0,00 | 15.923.800,00 | BIAYA ASET
1.3.2.07.01.01.199 | Instrument Dressing Table | 2019 | 1 | Pembelian |  | Baik | 0,00 | 4.240.100,00 | Instrument Dressing Table
1.3.2.07.01.01.199 | Instrument Dressing Table | 2019 | 2 | Pembelian |  | Baik | 0,00 | 4.000.000,00 | Instrument Dressing Table
1.3.2.07.01.01.199 | Instrument Dressing Table | 2019 | 3 | Pembelian |  | Baik | 0,00 | 4.000.000,00 | Instrument Dressing Table
1.3.2.07.01.01.199 | Instrument Dressing Table | 2019 | 4 | Pembelian |  | Baik | 0,00 | 4.000.000,00 | Instrument Dressing Table
1.3.2.07.01.01.201 | Lumbar Puntare Ins. Set. | 2005 | 3111 | Saldo |  | Baik | 1,00 | 7.500.000,00 | Alat Kedokteran Umum
1.3.2.07.01.01.203 | Infusing Stand | 2007 | 21 | Hibah Masuk | KARIXA |  | 1,00 | 1.649.000,00 | HIBAH BMN
1.3.2.07.01.01.203 | Infusing Stand | 2007 | 22 | Hibah Masuk | KARIXA |  | 1,00 | 1.649.000,00 | HIBAH BMN
1.3.2.07.01.01.203 | Infusing Stand | 2007 | 23 | Hibah Masuk | KARIXA |  | 1,00 | 1.649.000,00 | HIBAH BMN
1.3.2.07.01.01.203 | Infusing Stand | 2007 | 24 | Hibah Masuk | KARIXA |  | 1,00 | 1.649.000,00 | HIBAH BMN
1.3.2.07.01.01.203 | Infusing Stand | 2007 | 25 | Hibah Masuk | KARIXA |  | 1,00 | 1.649.000,00 | HIBAH BMN
1.3.2.07.01.01.203 | Infusing Stand | 2007 | 26 | Hibah Masuk | KARIXA |  | 1,00 | 1.649.000,00 | HIBAH BMN
1.3.2.07.01.01.203 | Infusing Stand | 2007 | 27 | Hibah Masuk | KARIXA |  | 1,00 | 1.649.000,00 | HIBAH BMN
1.3.2.07.01.01.203 | Infusing Stand | 2007 | 28 | Hibah Masuk | KARIXA |  | 1,00 | 1.649.000,00 | HIBAH BMN
1.3.2.07.01.01.203 | Infusing Stand | 2007 | 29 | Hibah Masuk | KARIXA |  | 1,00 | 1.649.000,00 | HIBAH BMN
1.3.2.07.01.01.203 | Infusing Stand | 2007 | 30 | Hibah Masuk | KARIXA |  | 1,00 | 1.649.000,00 | HIBAH BMN
1.3.2.07.01.01.203 | Infusing Stand | 2008 | 1 | Hibah Masuk | MAK |  | 1,00 | 1.320.000,00 | HIBAH BMN
1.3.2.07.01.01.203 | Infusing Stand | 2008 | 2 | Hibah Masuk | MAK |  | 1,00 | 1.320.000,00 | HIBAH BMN
1.3.2.07.01.01.203 | Infusing Stand | 2008 | 3 | Hibah Masuk | MAK |  | 1,00 | 1.320.000,00 | HIBAH BMN
1.3.2.07.01.01.203 | Infusing Stand | 2008 | 4 | Hibah Masuk | MAK |  | 1,00 | 1.320.000,00 | HIBAH BMN
1.3.2.07.01.01.203 | Infusing Stand | 2008 | 5 | Hibah Masuk | MAK |  | 1,00 | 1.320.000,00 | HIBAH BMN
1.3.2.07.01.01.203 | Infusing Stand | 2008 | 6 | Hibah Masuk | MAK |  | 1,00 | 1.320.000,00 | HIBAH BMN
1.3.2.07.01.01.203 | Infusing Stand | 2008 | 7 | Hibah Masuk | MAK |  | 1,00 | 1.320.000,00 | HIBAH BMN
1.3.2.07.01.01.203 | Infusing Stand | 2008 | 8 | Hibah Masuk | MAK |  | 1,00 | 1.320.000,00 | HIBAH BMN
1.3.2.07.01.01.203 | Infusing Stand | 2008 | 9 | Hibah Masuk | MAK |  | 1,00 | 1.320.000,00 | HIBAH BMN
1.3.2.07.01.01.203 | Infusing Stand | 2008 | 10 | Hibah Masuk | MAK |  | 1,00 | 1.320.000,00 | HIBAH BMN
1.3.2.07.01.01.203 | Infusing Stand | 2008 | 11 | Hibah Masuk | MAK |  | 1,00 | 1.320.000,00 | HIBAH BMN
1.3.2.07.01.01.203 | Infusing Stand | 2008 | 12 | Hibah Masuk | MAK |  | 1,00 | 1.320.000,00 | HIBAH BMN
1.3.2.07.01.01.203 | Infusing Stand | 2008 | 13 | Hibah Masuk | MAK |  | 1,00 | 1.320.000,00 | HIBAH BMN
1.3.2.07.01.01.203 | Infusing Stand | 2008 | 14 | Hibah Masuk | MAK |  | 1,00 | 1.320.000,00 | HIBAH BMN
1.3.2.07.01.01.203 | Infusing Stand | 2008 | 15 | Hibah Masuk | MAK |  | 1,00 | 1.320.000,00 | HIBAH BMN
1.3.2.07.01.01.203 | Infusing Stand | 2008 | 16 | Hibah Masuk | MAK |  | 1,00 | 1.320.000,00 | HIBAH BMN
1.3.2.07.01.01.203 | Infusing Stand | 2008 | 17 | Hibah Masuk | MAK |  | 1,00 | 1.320.000,00 | HIBAH BMN
1.3.2.07.01.01.203 | Infusing Stand | 2008 | 18 | Hibah Masuk | MAK |  | 1,00 | 1.320.000,00 | HIBAH BMN
1.3.2.07.01.01.203 | Infusing Stand | 2008 | 19 | Hibah Masuk | MAK |  | 1,00 | 1.320.000,00 | HIBAH BMN
1.3.2.07.01.01.203 | Infusing Stand | 2008 | 20 | Hibah Masuk | MAK |  | 1,00 | 1.320.000,00 | HIBAH BMN
1.3.2.07.01.01.203 | Infusing Stand | 2012 | 1 | Saldo |  | Baik | 1,00 | 892.500,00 | Tiang Infus
1.3.2.07.01.01.203 | Infusing Stand | 2012 | 2 | Saldo |  | Baik | 1,00 | 892.500,00 | Tiang Infus
1.3.2.07.01.01.203 | Infusing Stand | 2012 | 3 | Saldo |  | Baik | 1,00 | 892.500,00 | Tiang Infus
1.3.2.07.01.01.203 | Infusing Stand | 2012 | 4 | Saldo |  | Baik | 1,00 | 892.500,00 | Tiang Infus
1.3.2.07.01.01.203 | Infusing Stand | 2012 | 5 | Saldo |  | Baik | 1,00 | 892.500,00 | Tiang Infus
1.3.2.07.01.01.203 | Infusing Stand | 2012 | 6 | Saldo |  | Baik | 1,00 | 892.500,00 | Tiang Infus
1.3.2.07.01.01.203 | Infusing Stand | 2012 | 7 | Saldo |  | Baik | 1,00 | 892.500,00 | Tiang Infus
1.3.2.07.01.01.203 | Infusing Stand | 2012 | 8 | Saldo |  | Baik | 1,00 | 892.500,00 | Tiang Infus
1.3.2.07.01.01.203 | Infusing Stand | 2012 | 9 | Saldo |  | Baik | 1,00 | 892.500,00 | Tiang Infus
1.3.2.07.01.01.203 | Infusing Stand | 2012 | 10 | Saldo |  | Baik | 1,00 | 892.500,00 | Tiang Infus
1.3.2.07.01.01.203 | Infusing Stand | 2012 | 11 | Saldo |  | Baik | 1,00 | 892.500,00 | Tiang Infus
1.3.2.07.01.01.203 | Infusing Stand | 2012 | 12 | Saldo |  | Baik | 1,00 | 892.500,00 | Tiang Infus
1.3.2.07.01.01.203 | Infusing Stand | 2012 | 13 | Saldo |  | Baik | 1,00 | 892.500,00 | Tiang Infus
1.3.2.07.01.01.203 | Infusing Stand | 2014 | 1 | Saldo |  | Baik | 1,00 | 1.430.000,00 | Tiang Infus
1.3.2.07.01.01.203 | Infusing Stand | 2014 | 2 | Saldo |  | Baik | 1,00 | 1.430.000,00 | Tiang Infus
1.3.2.07.01.01.203 | Infusing Stand | 2014 | 3 | Saldo |  | Baik | 1,00 | 1.430.000,00 | Tiang Infus
1.3.2.07.01.01.203 | Infusing Stand | 2014 | 4 | Saldo |  | Baik | 1,00 | 1.430.000,00 | Tiang Infus
1.3.2.07.01.01.203 | Infusing Stand | 2014 | 5 | Saldo |  | Baik | 1,00 | 1.430.000,00 | Tiang Infus
1.3.2.07.01.01.203 | Infusing Stand | 2015 | 1 | Pembelian | MAK |  | 1,00 | 1.497.920,63 | Tiang Infus
1.3.2.07.01.01.203 | Infusing Stand | 2015 | 2 | Pembelian | MAK |  | 1,00 | 1.497.920,63 | Tiang Infus
1.3.2.07.01.01.203 | Infusing Stand | 2015 | 3 | Pembelian | MAK |  | 1,00 | 1.497.920,63 | Tiang Infus
1.3.2.07.01.01.203 | Infusing Stand | 2015 | 4 | Pembelian | MAK |  | 1,00 | 1.497.920,63 | Tiang Infus
1.3.2.07.01.01.203 | Infusing Stand | 2015 | 5 | Pembelian | MAK |  | 1,00 | 1.497.920,63 | Tiang Infus
1.3.2.07.01.01.203 | Infusing Stand | 2015 | 6 | Pembelian | MAK |  | 1,00 | 1.497.920,63 | Tiang Infus
1.3.2.07.01.01.203 | Infusing Stand | 2015 | 7 | Pembelian | MAK |  | 1,00 | 1.497.920,63 | Tiang Infus
1.3.2.07.01.01.203 | Infusing Stand | 2015 | 8 | Pembelian | MAK |  | 1,00 | 1.497.920,63 | Tiang Infus
1.3.2.07.01.01.203 | Infusing Stand | 2015 | 9 | Pembelian | MAK |  | 1,00 | 1.497.920,63 | Tiang Infus
1.3.2.07.01.01.203 | Infusing Stand | 2015 | 10 | Pembelian | MAK |  | 1,00 | 1.497.920,63 | Tiang Infus
1.3.2.07.01.01.203 | Infusing Stand | 2015 | 11 | Pembelian | MAK |  | 1,00 | 1.497.920,63 | Tiang Infus
1.3.2.07.01.01.203 | Infusing Stand | 2015 | 12 | Pembelian | MAK |  | 1,00 | 1.497.920,63 | Tiang Infus
1.3.2.07.01.01.203 | Infusing Stand | 2015 | 13 | Pembelian | MAK |  | 1,00 | 1.497.920,63 | Tiang Infus
1.3.2.07.01.01.203 | Infusing Stand | 2015 | 14 | Pembelian | MAK |  | 1,00 | 1.497.920,63 | Tiang Infus
1.3.2.07.01.01.203 | Infusing Stand | 2015 | 15 | Pembelian | MAK |  | 1,00 | 1.497.920,63 | Tiang Infus
1.3.2.07.01.01.203 | Infusing Stand | 2015 | 16 | Pembelian | MAK |  | 1,00 | 1.497.920,63 | Tiang Infus
1.3.2.07.01.01.203 | Infusing Stand | 2015 | 17 | Pembelian | MAK |  | 1,00 | 1.497.920,63 | Tiang Infus
1.3.2.07.01.01.203 | Infusing Stand | 2015 | 18 | Pembelian | MAK |  | 1,00 | 1.497.920,63 | Tiang Infus
1.3.2.07.01.01.203 | Infusing Stand | 2015 | 19 | Pembelian | MAK |  | 1,00 | 1.497.920,63 | Tiang Infus
1.3.2.07.01.01.203 | Infusing Stand | 2015 | 20 | Pembelian | MAK |  | 1,00 | 1.497.920,63 | Tiang Infus
1.3.2.07.01.01.203 | Infusing Stand | 2015 | 21 | Pembelian | MAK |  | 1,00 | 1.497.920,63 | Tiang Infus
1.3.2.07.01.01.203 | Infusing Stand | 2015 | 22 | Pembelian | MAK |  | 1,00 | 1.497.920,63 | Tiang Infus
1.3.2.07.01.01.203 | Infusing Stand | 2015 | 23 | Pembelian | MAK |  | 1,00 | 1.497.920,63 | Tiang Infus
1.3.2.07.01.01.203 | Infusing Stand | 2015 | 24 | Pembelian | MAK |  | 1,00 | 1.497.920,63 | Tiang Infus
1.3.2.07.01.01.203 | Infusing Stand | 2016 | 1 | Pembelian | MAK |  | 1,00 | 1.354.182,00 | Tiang Infus
1.3.2.07.01.01.203 | Infusing Stand | 2016 | 2 | Pembelian | MAK |  | 1,00 | 1.354.182,00 | Tiang Infus
1.3.2.07.01.01.203 | Infusing Stand | 2016 | 3 | Pembelian | MAK |  | 1,00 | 1.354.182,00 | Tiang Infus
1.3.2.07.01.01.203 | Infusing Stand | 2016 | 4 | Pembelian | MAK |  | 1,00 | 1.354.182,00 | Tiang Infus
1.3.2.07.01.01.203 | Infusing Stand | 2016 | 5 | Pembelian | MAK |  | 1,00 | 1.354.182,00 | Tiang Infus
1.3.2.07.01.01.203 | Infusing Stand | 2016 | 6 | Pembelian | MAK |  | 1,00 | 1.354.182,00 | Tiang Infus
1.3.2.07.01.01.203 | Infusing Stand | 2016 | 7 | Pembelian | MAK |  | 1,00 | 1.354.182,00 | Tiang Infus
1.3.2.07.01.01.203 | Infusing Stand | 2016 | 8 | Pembelian | MAK |  | 1,00 | 1.354.182,00 | Tiang Infus
1.3.2.07.01.01.203 | Infusing Stand | 2016 | 9 | Pembelian | MAK |  | 1,00 | 1.354.182,00 | Tiang Infus
1.3.2.07.01.01.203 | Infusing Stand | 2016 | 10 | Pembelian | MAK |  | 1,00 | 1.354.182,00 | Tiang Infus
1.3.2.07.01.01.203 | Infusing Stand | 2016 | 11 | Pembelian | MAK |  | 1,00 | 1.354.180,00 | Tiang Infus
1.3.2.07.01.01.203 | Infusing Stand | 2016 | 12 | Pembelian | MAK |  | 1,00 | 1.302.750,00 | MAK Infuse Stand 4 hooks
1.3.2.07.01.01.203 | Infusing Stand | 2016 | 13 | Pembelian | MAK |  | 1,00 | 1.302.750,00 | MAK Infuse Stand 4 hooks
1.3.2.07.01.01.203 | Infusing Stand | 2016 | 14 | Pembelian | MAK |  | 1,00 | 1.302.750,00 | MAK Infuse Stand 4 hooks
1.3.2.07.01.01.203 | Infusing Stand | 2016 | 15 | Pembelian | MAK |  | 1,00 | 1.302.750,00 | MAK Infuse Stand 4 hooks
1.3.2.07.01.01.203 | Infusing Stand | 2016 | 16 | Pembelian | MAK |  | 1,00 | 1.302.750,00 | MAK Infuse Stand 4 hooks
1.3.2.07.01.01.203 | Infusing Stand | 2016 | 17 | Pembelian | MAK |  | 1,00 | 1.302.750,00 | MAK Infuse Stand 4 hooks
1.3.2.07.01.01.203 | Infusing Stand | 2016 | 18 | Pembelian | MAK |  | 1,00 | 1.302.750,00 | MAK Infuse Stand 4 hooks
1.3.2.07.01.01.203 | Infusing Stand | 2016 | 19 | Pembelian | MAK |  | 1,00 | 1.302.750,00 | MAK Infuse Stand 4 hooks
1.3.2.07.01.01.203 | Infusing Stand | 2016 | 20 | Pembelian | MAK |  | 1,00 | 1.302.750,00 | MAK Infuse Stand 4 hooks
1.3.2.07.01.01.203 | Infusing Stand | 2016 | 21 | Pembelian | MAK |  | 1,00 | 1.302.750,00 | MAK Infuse Stand 4 hooks
1.3.2.07.01.01.203 | Infusing Stand | 2016 | 22 | Pembelian | MAK |  | 1,00 | 1.302.750,00 | MAK Infuse Stand 4 hooks
1.3.2.07.01.01.203 | Infusing Stand | 2016 | 23 | Pembelian | MAK |  | 1,00 | 1.302.750,00 | MAK Infuse Stand 4 hooks
1.3.2.07.01.01.203 | Infusing Stand | 2016 | 24 | Pembelian | MAK |  | 1,00 | 1.302.750,00 | MAK Infuse Stand 4 hooks
1.3.2.07.01.01.203 | Infusing Stand | 2016 | 25 | Pembelian | MAK |  | 1,00 | 1.302.750,00 | MAK Infuse Stand 4 hooks
1.3.2.07.01.01.203 | Infusing Stand | 2016 | 26 | Pembelian | MAK |  | 1,00 | 1.302.750,00 | MAK Infuse Stand 4 hooks
1.3.2.07.01.01.203 | Infusing Stand | 2016 | 27 | Pembelian | MAK |  | 1,00 | 1.302.750,00 | MAK Infuse Stand 4 hooks
1.3.2.07.01.01.203 | Infusing Stand | 2016 | 28 | Pembelian | MAK |  | 1,00 | 1.302.750,00 | MAK Infuse Stand 4 hooks
1.3.2.07.01.01.203 | Infusing Stand | 2016 | 29 | Pembelian | MAK |  | 1,00 | 1.302.750,00 | MAK Infuse Stand 4 hooks
1.3.2.07.01.01.203 | Infusing Stand | 2016 | 30 | Pembelian | MAK |  | 1,00 | 1.302.750,00 | MAK Infuse Stand 4 hooks
1.3.2.07.01.01.203 | Infusing Stand | 2016 | 31 | Pembelian | MAK |  | 1,00 | 1.302.750,00 | MAK Infuse Stand 4 hooks
1.3.2.07.01.01.203 | Infusing Stand | 2016 | 32 | Pembelian | MAK |  | 1,00 | 1.302.750,00 | MAK Infuse Stand 4 hooks
1.3.2.07.01.01.203 | Infusing Stand | 2016 | 33 | Pembelian | MAK |  | 1,00 | 1.302.750,00 | MAK Infuse Stand 4 hooks
1.3.2.07.01.01.203 | Infusing Stand | 2016 | 34 | Pembelian | MAK |  | 1,00 | 1.302.750,00 | MAK Infuse Stand 4 hooks
1.3.2.07.01.01.203 | Infusing Stand | 2016 | 35 | Pembelian | MAK |  | 1,00 | 1.302.750,00 | MAK Infuse Stand 4 hooks
1.3.2.07.01.01.203 | Infusing Stand | 2016 | 36 | Pembelian | MAK |  | 1,00 | 1.302.750,00 | MAK Infuse Stand 4 hooks
1.3.2.07.01.01.203 | Infusing Stand | 2016 | 37 | Pembelian | MAK |  | 1,00 | 1.302.750,00 | MAK Infuse Stand 4 hooks
1.3.2.07.01.01.203 | Infusing Stand | 2016 | 38 | Pembelian | MAK |  | 1,00 | 1.302.750,00 | MAK Infuse Stand 4 hooks
1.3.2.07.01.01.203 | Infusing Stand | 2016 | 39 | Pembelian | MAK |  | 1,00 | 1.302.750,00 | MAK Infuse Stand 4 hooks
1.3.2.07.01.01.203 | Infusing Stand | 2018 | 31 | Pembelian | KARIXA KA |  | 0,00 | 1.138.800,00 | INFUSION STAND RSUD DAK 2018
1.3.2.07.01.01.203 | Infusing Stand | 2018 | 32 | Pembelian | KARIXA KA |  | 0,00 | 1.138.800,00 | INFUSION STAND RSUD DAK 2018
1.3.2.07.01.01.203 | Infusing Stand | 2018 | 33 | Pembelian | KARIXA KA |  | 0,00 | 1.138.800,00 | INFUSION STAND RSUD DAK 2018
1.3.2.07.01.01.203 | Infusing Stand | 2018 | 34 | Pembelian | KARIXA KA |  | 0,00 | 1.138.800,00 | INFUSION STAND RSUD DAK 2018
1.3.2.07.01.01.203 | Infusing Stand | 2018 | 35 | Pembelian | KARIXA KA |  | 0,00 | 1.138.800,00 | INFUSION STAND RSUD DAK 2018
1.3.2.07.01.01.203 | Infusing Stand | 2018 | 36 | Pembelian | KARIXA KA |  | 0,00 | 1.138.800,00 | INFUSION STAND RSUD DAK 2018
1.3.2.07.01.01.203 | Infusing Stand | 2018 | 37 | Pembelian | KARIXA KA |  | 0,00 | 1.138.800,00 | INFUSION STAND RSUD DAK 2018
1.3.2.07.01.01.203 | Infusing Stand | 2018 | 38 | Pembelian | KARIXA KA |  | 0,00 | 1.138.800,00 | INFUSION STAND RSUD DAK 2018
1.3.2.07.01.01.203 | Infusing Stand | 2018 | 39 | Pembelian | KARIXA KA |  | 0,00 | 1.138.800,00 | INFUSION STAND RSUD DAK 2018
1.3.2.07.01.01.203 | Infusing Stand | 2018 | 40 | Pembelian | KARIXA KA |  | 0,00 | 1.138.800,00 | INFUSION STAND RSUD DAK 2018
1.3.2.07.01.01.203 | Infusing Stand | 2018 | 41 | Pembelian | KARIXA KA |  | 0,00 | 1.138.800,00 | INFUSION STAND RSUD DAK 2018
1.3.2.07.01.01.203 | Infusing Stand | 2018 | 42 | Pembelian | KARIXA KA |  | 0,00 | 1.138.800,00 | INFUSION STAND RSUD DAK 2018
1.3.2.07.01.01.203 | Infusing Stand | 2018 | 43 | Pembelian | KARIXA KA |  | 0,00 | 1.138.800,00 | INFUSION STAND RSUD DAK 2018
1.3.2.07.01.01.203 | Infusing Stand | 2018 | 44 | Pembelian | KARIXA KA |  | 0,00 | 1.138.800,00 | INFUSION STAND RSUD DAK 2018
1.3.2.07.01.01.203 | Infusing Stand | 2018 | 45 | Pembelian | KARIXA KA |  | 0,00 | 1.138.800,00 | INFUSION STAND RSUD DAK 2018
1.3.2.07.01.01.203 | Infusing Stand | 2018 | 46 | Pembelian | KARIXA KA |  | 0,00 | 1.138.800,00 | INFUSION STAND RSUD DAK 2018
1.3.2.07.01.01.203 | Infusing Stand | 2018 | 47 | Pembelian | KARIXA KA |  | 0,00 | 1.138.800,00 | INFUSION STAND RSUD DAK 2018
1.3.2.07.01.01.203 | Infusing Stand | 2018 | 48 | Pembelian | KARIXA KA |  | 0,00 | 1.140.400,00 | INFUSION STAND RSUD DAK 2018
1.3.2.07.01.01.217 | Pantom | 2019 | 1 | Pembelian |  | Baik | 0,00 | 26.936.600,00 | BIAYA ASET
1.3.2.07.01.01.217 | Pantom | 2019 | 2 | Pembelian |  | Baik | 0,00 | 26.936.600,00 | BIAYA ASET
1.3.2.07.01.01.217 | Pantom | 2019 | 3 | Pembelian |  | Baik | 0,00 | 26.936.800,00 | BIAYA ASET
1.3.2.07.01.01.220 | Hepa Filter | 2020 | 1 | Pembelian | HEPA FILTER ATA MEDICAL |  | 1,00 | 178.675.272,00 | HEPA FILTER
1.3.2.07.01.01.220 | Hepa Filter | 2020 | 2 | Pembelian | HEPA FILTER ATA MEDICAL |  | 1,00 | 178.675.272,00 | HEPA FILTER
1.3.2.07.01.01.220 | Hepa Filter | 2021 | 1 | Pembelian | HEPA FILTER PORTABLE | Baik | 1,00 | 77.364.464,00 | HEPA FILTER PORTABLE
1.3.2.07.01.01.220 | Hepa Filter | 2021 | 2 | Pembelian | HEPA FILTER PORTABLE | Baik | 1,00 | 77.364.464,00 | HEPA FILTER PORTABLE
1.3.2.07.01.01.220 | Hepa Filter | 2021 | 3 | Pembelian | HEPA FILTER PORTABLE | Baik | 1,00 | 77.364.464,00 | HEPA FILTER PORTABLE
1.3.2.07.01.01.221 | Termometer Gun | 2020 | 1 | Pembelian | FLUS INFRARED THERMOMETER IR805 |  | 1,00 | 1.700.000,00 | INFRAREDTERMOMETER COVID 19
1.3.2.07.01.01.221 | Termometer Gun | 2020 | 2 | Pembelian | FLUS INFRARED THERMOMETER IR805 |  | 1,00 | 1.700.000,00 | INFRAREDTERMOMETER COVID 19
1.3.2.07.01.01.221 | Termometer Gun | 2020 | 3 | Pembelian | FLUS INFRARED THERMOMETER IR805 |  | 1,00 | 1.700.000,00 | INFRAREDTERMOMETER COVID 19
1.3.2.07.01.01.221 | Termometer Gun | 2020 | 4 | Pembelian | FLUS INFRARED THERMOMETER IR805 |  | 1,00 | 1.700.000,00 | INFRAREDTERMOMETER COVID 19
1.3.2.07.01.01.221 | Termometer Gun | 2020 | 5 | Pembelian | FLUS INFRARED THERMOMETER IR805 |  | 1,00 | 1.700.000,00 | INFRAREDTERMOMETER COVID 19
1.3.2.07.01.01.221 | Termometer Gun | 2020 | 6 | Pembelian | FLUS INFRARED THERMOMETER IR805 |  | 1,00 | 1.700.000,00 | INFRAREDTERMOMETER COVID 19
1.3.2.07.01.02.002 | Dental Unit | 2016 | 1 | Pembelian | GNATUS |  | 1,00 | 127.785.003,00 | Dental Unit Set Lengkap
1.3.2.07.01.02.002 | Dental Unit | 2021 | 1 | Pembelian | A-DEC | Baik | 1,00 | 411.285.000,00 | DENTAL CHAIRMOUNTED UNIT ADEC 300
1.3.2.07.01.02.002 | Dental Unit | 2021 | 2 | Pembelian | A-DEC | Baik | 1,00 | 411.285.000,00 | DENTAL CHAIRMOUNTED UNIT ADEC 300
1.3.2.07.01.02.009 | Operating Chair | 2015 | 1 | Pembelian | MEDICINDO |  | 1,00 | 7.007.000,00 | Kursi Operasi Mata
1.3.2.07.01.02.014 | Minor Surgical Set (Alat Kedokteran Gigi) | 2005 | 3085 | Saldo |  | Baik | 1,00 | 21.000.000,00
1.3.2.07.01.02.014 | Minor Surgical Set (Alat Kedokteran Gigi) | 2005 | 3086 | Saldo |  | Baik | 1,00 | 21.000.000,00
1.3.2.07.01.02.014 | Minor Surgical Set (Alat Kedokteran Gigi) | 2005 | 3087 | Saldo |  | Baik | 1,00 | 21.000.000,00
1.3.2.07.01.02.110 | Scaller | 2019 | 1 | Pembelian |  | Baik | 0,00 | 4.636.500,00 | SCALLER WOODPEAKER
1.3.2.07.01.02.130 | Tang Molar Tiga Atas/Modifikasi | 2019 | 1 | Pembelian |  | Baik | 0,00 | 26.718.120,00 | INSTRUMEN DENTAL
1.3.2.07.01.02.135 | Dst.... | 2008 | 1 | Saldo |  | Baik | 1,00 | 39.700.000,00 | ALAT DOKTER GIGI
1.3.2.07.01.02.135 | Dst.... | 2016 | 1 | Pembelian | MECTRON |  | 1,00 | 8.350.000,00 | Dental Light Curing
1.3.2.07.01.02.135 | Dst.... | 2016 | 2 | Pembelian | OTTO-LEIBINGER |  | 1,00 | 662.398,00 | Extraction Tongs For Adult Bayonet
1.3.2.07.01.02.135 | Dst.... | 2016 | 3 | Pembelian | OTTO-LEIBINGER |  | 1,00 | 662.398,00 | Extraction Tongs For Adult Lower Incisive
1.3.2.07.01.02.135 | Dst.... | 2016 | 4 | Pembelian | OTTO-LEIBINGER |  | 1,00 | 662.398,00 | Extraction Tongs For Adult Lower Molar
1.3.2.07.01.02.135 | Dst.... | 2016 | 5 | Pembelian | OTTO-LEIBINGER |  | 1,00 | 662.398,00 | Extraction Tongs For Adult Lower Premolar
1.3.2.07.01.02.135 | Dst.... | 2016 | 6 | Pembelian | OTTO-LEIBINGER |  | 1,00 | 662.398,00 | Extraction Tongs For Adult Lower Root
1.3.2.07.01.02.135 | Dst.... | 2016 | 7 | Pembelian | OTTO-LEIBINGER |  | 1,00 | 662.398,00 | Extraction Tongs For Adult Uper Incisive
1.3.2.07.01.02.135 | Dst.... | 2016 | 8 | Pembelian | OTTO-LEIBINGER |  | 1,00 | 662.398,00 | Extraction Tongs For Adult Uper Molar Left
1.3.2.07.01.02.135 | Dst.... | 2016 | 9 | Pembelian | OTTO-LEIBINGER |  | 1,00 | 662.398,00 | Extraction Tongs For Adult Uper Molar Right
1.3.2.07.01.02.135 | Dst.... | 2016 | 10 | Pembelian | OTTO-LEIBINGER |  | 1,00 | 662.398,00 | Extraction Tongs For Adult Uper Molar Wisdom
1.3.2.07.01.02.135 | Dst.... | 2016 | 11 | Pembelian | OTTO-LEIBINGER |  | 1,00 | 662.398,00 | Extraction Tongs For Adult Upper Premolar
1.3.2.07.01.02.135 | Dst.... | 2016 | 12 | Pembelian | OTTO-LEIBINGER |  | 1,00 | 662.398,00 | Extraction Tongs For Adult Upper Root Anterior
1.3.2.07.01.02.135 | Dst.... | 2016 | 13 | Pembelian | OTTO-LEIBINGER |  | 1,00 | 662.398,00 | Extraction Tongs For Adult Lower Wisdom
1.3.2.07.01.02.156 | Record Syringe | 2015 | 1 | Pembelian | SK Medical |  | 1,00 | 22.872.215,00 | Syringe Pump ICU
1.3.2.07.01.02.156 | Record Syringe | 2015 | 2 | Pembelian | SK Medical |  | 1,00 | 22.872.215,00 | Syringe Pump ICU
1.3.2.07.01.02.157 | Dental Aerosol Suction | 2021 | 1 | Pembelian | COXO | Baik | 2,00 | 20.361.200,00 | DENTAL AEROSOL SUCTION MESIN
1.3.2.07.01.03.007 | Instrumen Tray | 2021 | 1 | Pembelian | AESCULAP LAPAROTOMY | Baik | 1,00 | 210.422.400,00 | LAPARATOMY INSTRUMEN SET
1.3.2.07.01.03.007 | Instrumen Tray | 2021 | 2 | Pembelian | AESCULAP LAPAROTOMY | Baik | 1,00 | 91.147.650,00 | MASTECTOMY INSTRUMEN SET
1.3.2.07.01.03.007 | Instrumen Tray | 2021 | 3 | Pembelian | AESCULAP LAPAROTOMY | Baik | 1,00 | 91.147.650,00 | MASTECTOMY INSTRUMEN SET
1.3.2.07.01.03.030 | Foolding Screem | 2016 | 1 | Pembelian | MAK |  | 1,00 | 4.304.950,00 | MAK Room Devider 2 folds
1.3.2.07.01.03.030 | Foolding Screem | 2016 | 2 | Pembelian | MAK |  | 1,00 | 4.304.950,00 | MAK Room Devider 2 folds
1.3.2.07.01.03.030 | Foolding Screem | 2016 | 3 | Pembelian | MAK |  | 1,00 | 4.304.950,00 | MAK Room Devider 2 folds
1.3.2.07.01.03.030 | Foolding Screem | 2016 | 4 | Pembelian | MAK |  | 1,00 | 4.304.950,00 | MAK Room Devider 2 folds
1.3.2.07.01.03.031 | Oksigen Regulator | 2013 | 1 | Saldo |  | Baik | 1,00 | 980.000,00 | Regulator Tabung Oksigen
1.3.2.07.01.03.031 | Oksigen Regulator | 2013 | 2 | Saldo |  | Baik | 1,00 | 980.000,00 | Regulator Tabung Oksigen
1.3.2.07.01.03.031 | Oksigen Regulator | 2013 | 3 | Saldo |  | Baik | 1,00 | 980.000,00 | Regulator Tabung Oksigen
1.3.2.07.01.03.031 | Oksigen Regulator | 2013 | 4 | Saldo |  | Baik | 1,00 | 980.000,00 | Regulator Tabung Oksigen
1.3.2.07.01.03.031 | Oksigen Regulator | 2013 | 5 | Saldo |  | Baik | 1,00 | 980.000,00 | Regulator Tabung Oksigen
1.3.2.07.01.03.031 | Oksigen Regulator | 2013 | 6 | Saldo |  | Baik | 1,00 | 980.000,00 | Regulator Tabung Oksigen
1.3.2.07.01.03.031 | Oksigen Regulator | 2013 | 7 | Saldo |  | Baik | 1,00 | 980.000,00 | Regulator Tabung Oksigen
1.3.2.07.01.03.031 | Oksigen Regulator | 2013 | 8 | Saldo |  | Baik | 1,00 | 980.000,00 | Regulator Tabung Oksigen
1.3.2.07.01.03.031 | Oksigen Regulator | 2013 | 9 | Saldo |  | Baik | 1,00 | 980.000,00 | Regulator Tabung Oksigen
1.3.2.07.01.03.031 | Oksigen Regulator | 2013 | 10 | Saldo |  | Baik | 1,00 | 980.000,00 | Regulator Tabung Oksigen
1.3.2.07.01.03.031 | Oksigen Regulator | 2017 | 1 | Pembelian | SHARP |  | 1,00 | 4.125.000,00 | REGULATOR N20 UNTUK OK
1.3.2.07.01.03.031 | Oksigen Regulator | 2017 | 2 | Pembelian | SHARP |  | 1,00 | 4.125.000,00 | REGULATOR N20 UNTUK OK
1.3.2.07.01.04.001 | Minor Surgeri Set | 2019 | 1 | Pembelian |  | Baik | 0,00 | 18.602.800,00 | BIAYA ASET
1.3.2.07.01.04.001 | Minor Surgeri Set | 2021 | 1 | Pembelian | AESCULAP MINOR | Baik | 2,00 | 51.294.963,00 | MINOR BASIC SET 1 GENERAL SURGERY INSTRUMEN
1.3.2.07.01.04.001 | Minor Surgeri Set | 2021 | 2 | Pembelian | AESCULAP MINOR | Baik | 2,00 | 51.294.963,00 | MINOR BASIC SET 1 GENERAL SURGERY INSTRUMEN
1.3.2.07.01.04.001 | Minor Surgeri Set | 2021 | 3 | Pembelian | AESCULAP MINOR | Baik | 2,00 | 51.294.963,00 | MINOR BASIC SET 1 GENERAL SURGERY INSTRUMEN
1.3.2.07.01.04.001 | Minor Surgeri Set | 2021 | 4 | Pembelian | AESCULAP MINOR | Baik | 2,00 | 51.294.963,00 | MINOR BASIC SET 1 GENERAL SURGERY INSTRUMEN
1.3.2.07.01.04.004 | Circumsision Set | 2016 | 1 | Pembelian | RUDOLF |  | 1,00 | 4.875.923,00 | Circumsision Instrument Set
1.3.2.07.01.04.004 | Circumsision Set | 2016 | 2 | Pembelian | RUDOLF |  | 1,00 | 4.875.923,00 | Circumsision Instrument Set
1.3.2.07.01.04.004 | Circumsision Set | 2016 | 3 | Pembelian | RUDOLF |  | 1,00 | 4.875.923,00 | Circumsision Instrument Set
1.3.2.07.01.04.010 | Thyroidectomy Set | 2008 | 1 | Hibah Masuk | JPI |  | 1,00 | 2.343.000,00 | HIBAH BMN
1.3.2.07.01.04.011 | Anaesthesi App | 2012 | 1 | Saldo |  | Baik | 1,00 | 319.040.000,00 | Mesin Anasthesi
1.3.2.07.01.04.011 | Anaesthesi App | 2016 | 1 | Pembelian | DRAEGER |  | 1,00 | 1.372.247.876,00 | MESIN ANASTESI
1.3.2.07.01.04.011 | Anaesthesi App | 2016 | 2 | Pembelian | DRAEGER |  | 1,00 | 1.372.247.874,00 | MESIN ANASTESI
1.3.2.07.01.04.011 | Anaesthesi App | 2021 | 1 | Pembelian | GE AISYS C52 | Baik | 2,00 | 1.014.873.898,00 | GE MESIN ANESTHESI AISYS C52
1.3.2.07.01.04.012 | Operating Table Bedah | 2006 | 1 | Hibah Masuk | CHOONGWAE/KOREA |  | 1,00 | 188.300.000,00 | HIBAH BMN 30/10/2017
1.3.2.07.01.04.012 | Operating Table Bedah | 2016 | 1 | Pembelian | MAK |  | 1,00 | 59.733.200,00 | Meja Operasi
1.3.2.07.01.04.012 | Operating Table Bedah | 2016 | 2 | Pembelian | MAK |  | 1,00 | 59.733.200,00 | Meja Operasi
1.3.2.07.01.04.012 | Operating Table Bedah | 2016 | 3 | Pembelian | MAK |  | 1,00 | 59.733.200,00 | Meja Operasi
1.3.2.07.01.04.012 | Operating Table Bedah | 2021 | 1 | Pembelian | DENYERS | Baik | 2,00 | 1.217.055.063,00 | OPERATING TABLE XRT4000 VERSI GENERAL
1.3.2.07.01.04.013 | Electro Surgery Unit | 2016 | 1 | Pembelian | GEISTER |  | 1,00 | 143.266.666,67 | Electro Surgical Unit (ESU)/ Cauter
1.3.2.07.01.04.013 | Electro Surgery Unit | 2016 | 2 | Pembelian | GEISTER |  | 1,00 | 143.266.666,67 | Electro Surgical Unit (ESU)/ Cauter
1.3.2.07.01.04.013 | Electro Surgery Unit | 2016 | 3 | Pembelian | GEISTER |  | 1,00 | 143.266.666,67 | Electro Surgical Unit (ESU)/ Cauter
1.3.2.07.01.04.015 | Operating Microscope (Alat Kedokteran Bedah) | 2015 | 1 | Pembelian | INAMI |  | 1,00 | 846.953.600,00 | Microscope Operasi Mata
1.3.2.07.01.04.022 | Mobile Operating Lamp | 2021 | 1 | Pembelian | ASETRONICS LED | Baik | 2,00 | 902.395.563,00 | LED SURGICAL LIGHT
1.3.2.07.01.04.068 | Electric Suction Pump | 2016 | 1 | Pembelian | INFINITY |  | 1,00 | 26.666.666,67 | Suction Aspirator
1.3.2.07.01.04.068 | Electric Suction Pump | 2016 | 2 | Pembelian | INFINITY |  | 1,00 | 26.666.666,67 | Suction Aspirator
1.3.2.07.01.04.068 | Electric Suction Pump | 2016 | 3 | Pembelian | INFINITY |  | 1,00 | 26.666.666,66 | Suction Aspirator
1.3.2.07.01.04.068 | Electric Suction Pump | 2016 | 4 | Pembelian | ATMOS |  | 1,00 | 60.875.000,00 | ATMOS Surgical Suction Pump With Trolly
1.3.2.07.01.04.068 | Electric Suction Pump | 2016 | 5 | Pembelian | ATMOS |  | 1,00 | 60.875.000,00 | ATMOS Surgical Suction Pump With Trolly
1.3.2.07.01.04.068 | Electric Suction Pump | 2016 | 6 | Pembelian | ATMOS |  | 1,00 | 60.875.000,00 | ATMOS Surgical Suction Pump With Trolly
1.3.2.07.01.04.068 | Electric Suction Pump | 2016 | 7 | Pembelian | ATMOS |  | 1,00 | 60.875.000,00 | ATMOS Surgical Suction Pump With Trolly
1.3.2.07.01.04.083 | Heacting Set | 2021 | 1 | Pembelian | AESCULAP | Baik | 1,00 | 5.742.813,00 | HECHTING SET
1.3.2.07.01.04.083 | Heacting Set | 2021 | 2 | Pembelian | AESCULAP | Baik | 1,00 | 5.742.813,00 | HECHTING SET
1.3.2.07.01.04.117 | Mayo Table Stand Mobile, Stainles Steel | 2021 | 1 | Pembelian | KARIXA | Baik | 2,00 | 4.640.563,00 | MAYO TABLE FULL SS KA 06 00BSS
1.3.2.07.01.04.117 | Mayo Table Stand Mobile, Stainles Steel | 2021 | 2 | Pembelian | KARIXA | Baik | 2,00 | 4.640.670,00 | MAYO TABLE FULL SS KA 06 00BSS
1.3.2.07.01.04.191 | Laparatomy Set | 2011 | 1 | Saldo |  | Baik | 1,00 | 52.000.300,00 | Laparatomy Instrument Set
1.3.2.07.01.04.191 | Laparatomy Set | 2016 | 1 | Pembelian | RUDOLF |  | 1,00 | 156.114.698,00 | Laparotomy Instrument Set
1.3.2.07.01.04.191 | Laparatomy Set | 2016 | 2 | Pembelian | RUDOLF |  | 1,00 | 156.114.698,00 | Laparotomy Instrument Set
1.3.2.07.01.04.192 | Hernia Instrument Set | 2011 | 2 | Saldo |  | Baik | 1,00 | 7.252.300,00 | Hernia Instrument Set
1.3.2.07.01.04.193 | Paranal Fistula Set | 2011 | 3 | Saldo |  | Baik | 1,00 | 32.281.700,00 | Haemorhoide/Paranal Fistula set
1.3.2.07.01.04.194 | Mastoidectomy Set | 2011 | 4 | Saldo |  | Baik | 1,00 | 46.321.000,00 | Mastoidectomy set
1.3.2.07.01.04.195 | Incision Dan Drainage set | 2011 | 5 | Saldo |  | Baik | 1,00 | 4.504.500,00 | Incision dan Drainage Set
1.3.2.07.01.04.196 | Syringe Pump | 2016 | 1 | Pembelian | TERUMO |  | 1,00 | 17.019.200,00 | Syringe Pump
1.3.2.07.01.04.196 | Syringe Pump | 2016 | 2 | Pembelian | TERUMO |  | 1,00 | 17.019.200,00 | Syringe Pump
1.3.2.07.01.04.196 | Syringe Pump | 2016 | 3 | Pembelian | TERUMO |  | 1,00 | 17.019.200,00 | Syringe Pump
1.3.2.07.01.04.196 | Syringe Pump | 2016 | 4 | Pembelian | TERUMO |  | 1,00 | 17.019.200,00 | Syringe Pump
1.3.2.07.01.04.196 | Syringe Pump | 2016 | 5 | Pembelian | TERUMO |  | 1,00 | 17.019.200,00 | Syringe Pump
1.3.2.07.01.04.196 | Syringe Pump | 2016 | 6 | Pembelian | TERUMO |  | 1,00 | 17.019.200,00 | Syringe Pump
1.3.2.07.01.04.196 | Syringe Pump | 2016 | 7 | Pembelian | TERUMO |  | 1,00 | 17.019.200,00 | Syringe Pump
1.3.2.07.01.04.197 | Pulse Oxymeter | 2016 | 1 | Pembelian | HI-TECHNOLOGIES |  | 1,00 | 35.000.000,00 | PULSE OXIMETER
1.3.2.07.01.04.197 | Pulse Oxymeter | 2016 | 2 | Pembelian | HI-TECHNOLOGIES |  | 1,00 | 35.000.000,00 | PULSE OXIMETER
1.3.2.07.01.04.197 | Pulse Oxymeter | 2016 | 3 | Pembelian | ACARE |  | 1,00 | 5.015.000,00 | HANDHELD PULSE OXYMETRI
1.3.2.07.01.04.197 | Pulse Oxymeter | 2016 | 4 | Pembelian | ACARE |  | 1,00 | 5.015.000,00 | HANDHELD PULSE OXYMETRI
1.3.2.07.01.04.197 | Pulse Oxymeter | 2016 | 5 | Pembelian | ACARE |  | 1,00 | 5.015.000,00 | HANDHELD PULSE OXYMETRI
1.3.2.07.01.04.197 | Pulse Oxymeter | 2016 | 6 | Pembelian | ACARE |  | 1,00 | 5.015.000,00 | HANDHELD PULSE OXYMETRI
1.3.2.07.01.04.197 | Pulse Oxymeter | 2016 | 7 | Pembelian | ACARE |  | 1,00 | 5.015.000,00 | HANDHELD PULSE OXYMETRI
1.3.2.07.01.04.197 | Pulse Oxymeter | 2016 | 8 | Pembelian | ACARE |  | 1,00 | 5.015.000,00 | HANDHELD PULSE OXYMETRI
1.3.2.07.01.04.197 | Pulse Oxymeter | 2016 | 9 | Pembelian | ACARE |  | 1,00 | 5.015.000,00 | HANDHELD PULSE OXYMETRI
1.3.2.07.01.04.197 | Pulse Oxymeter | 2016 | 10 | Pembelian | ACARE |  | 1,00 | 5.015.000,00 | HANDHELD PULSE OXYMETRI
1.3.2.07.01.04.197 | Pulse Oxymeter | 2016 | 11 | Pembelian | ACARE |  | 1,00 | 5.015.000,00 | HANDHELD PULSE OXYMETRI
1.3.2.07.01.04.197 | Pulse Oxymeter | 2016 | 12 | Pembelian | ACARE |  | 1,00 | 5.015.000,00 | HANDHELD PULSE OXYMETRI
1.3.2.07.01.04.197 | Pulse Oxymeter | 2016 | 13 | Pembelian | ACARE |  | 1,00 | 850.000,00 | NEONATAL PROBE
1.3.2.07.01.04.197 | Pulse Oxymeter | 2016 | 14 | Pembelian | ACARE |  | 1,00 | 850.000,00 | NEONATAL PROBE
1.3.2.07.01.04.197 | Pulse Oxymeter | 2018 | 1 | Pembelian | ACARE HANDHELD PULSE OXIMETER |  | 0,00 | 4.950.000,00 | DAK PENGADAAN ALAT KEDOKTERAN GAWAT DARURAT
1.3.2.07.01.04.197 | Pulse Oxymeter | 2018 | 2 | Pembelian | ACARE HANDHELD PULSE OXIMETER |  | 0,00 | 4.950.000,00 | DAK PENGADAAN ALAT KEDOKTERAN GAWAT DARURAT
1.3.2.07.01.04.197 | Pulse Oxymeter | 2018 | 3 | Pembelian | ACARE HANDHELD PULSE OXIMETER |  | 0,00 | 4.950.000,00 | DAK PENGADAAN ALAT KEDOKTERAN GAWAT DARURAT
1.3.2.07.01.04.197 | Pulse Oxymeter | 2018 | 4 | Pembelian | ACARE HANDHELD PULSE OXIMETER |  | 0,00 | 4.950.000,00 | DAK PENGADAAN ALAT KEDOKTERAN GAWAT DARURAT
1.3.2.07.01.04.197 | Pulse Oxymeter | 2018 | 5 | Pembelian | ACARE HANDHELD PULSE OXIMETER |  | 0,00 | 4.950.000,00 | DAK PENGADAAN ALAT KEDOKTERAN GAWAT DARURAT
1.3.2.07.01.04.197 | Pulse Oxymeter | 2018 | 6 | Pembelian | ACARE HANDHELD PULSE OXIMETER |  | 0,00 | 4.950.000,00 | DAK PENGADAAN ALAT KEDOKTERAN GAWAT DARURAT
1.3.2.07.01.04.197 | Pulse Oxymeter | 2018 | 7 | Pembelian | ACARE HANDHELD PULSE OXIMETER |  | 0,00 | 4.950.000,00 | DAK PENGADAAN ALAT KEDOKTERAN GAWAT DARURAT
1.3.2.07.01.04.197 | Pulse Oxymeter | 2018 | 8 | Pembelian | ACARE HANDHELD PULSE OXIMETER |  | 0,00 | 4.950.000,00 | DAK PENGADAAN ALAT KEDOKTERAN GAWAT DARURAT
1.3.2.07.01.04.198 | Emergency Trolley | 2007 | 1 | Hibah Masuk | KARIXA |  | 1,00 | 7.463.000,00 | HIBAH BMN 30/10/2017
1.3.2.07.01.04.198 | Emergency Trolley | 2007 | 2 | Hibah Masuk | KARIXA |  | 1,00 | 7.463.000,00 | HIBAH BMN 30/10/2017
1.3.2.07.01.04.198 | Emergency Trolley | 2016 | 1 | Pembelian | MAK |  | 1,00 | 7.633.500,00 | Emergency Trolley
1.3.2.07.01.04.198 | Emergency Trolley | 2016 | 2 | Pembelian | MAK |  | 1,00 | 7.633.500,00 | Emergency Trolley
1.3.2.07.01.04.198 | Emergency Trolley | 2016 | 3 | Pembelian | MAK |  | 1,00 | 7.633.500,00 | Emergency Trolley
1.3.2.07.01.04.198 | Emergency Trolley | 2016 | 4 | Pembelian | MAK |  | 1,00 | 7.633.500,00 | Emergency Trolley
1.3.2.07.01.04.198 | Emergency Trolley | 2016 | 5 | Pembelian | MAK |  | 1,00 | 7.344.500,00 | MAK Emergency Trolley
1.3.2.07.01.04.198 | Emergency Trolley | 2016 | 6 | Pembelian | MAK |  | 1,00 | 7.344.500,00 | MAK Emergency Trolley
1.3.2.07.01.04.198 | Emergency Trolley | 2016 | 7 | Pembelian | MAK |  | 1,00 | 7.344.500,00 | MAK Emergency Trolley
1.3.2.07.01.04.198 | Emergency Trolley | 2016 | 8 | Pembelian | MAK |  | 1,00 | 7.344.500,00 | MAK Emergency Trolley
1.3.2.07.01.04.198 | Emergency Trolley | 2016 | 9 | Pembelian | MAK |  | 1,00 | 7.344.500,00 | MAK Emergency Trolley
1.3.2.07.01.04.199 | Mayo Table | 2007 | 1 | Hibah Masuk | KARIXA |  | 1,00 | 4.478.000,00 | HIBAH BMN 30/10/2017
1.3.2.07.01.04.199 | Mayo Table | 2007 | 2 | Hibah Masuk | KARIXA |  | 1,00 | 4.478.000,00 | HIBAH BMN 30/10/2017
1.3.2.07.01.04.199 | Mayo Table | 2007 | 3 | Hibah Masuk | KARIXA |  | 1,00 | 4.478.000,00 | HIBAH BMN 30/10/2017
1.3.2.07.01.04.199 | Mayo Table | 2007 | 4 | Hibah Masuk | KARIXA |  | 1,00 | 4.478.000,00 | HIBAH BMN 30/10/2017
1.3.2.07.01.04.199 | Mayo Table | 2007 | 5 | Hibah Masuk | KARIXA |  | 1,00 | 4.478.000,00 | HIBAH BMN 30/10/2017
1.3.2.07.01.04.199 | Mayo Table | 2007 | 6 | Hibah Masuk | KARIXA |  | 1,00 | 4.478.000,00 | HIBAH BMN 30/10/2017
1.3.2.07.01.04.199 | Mayo Table | 2007 | 7 | Hibah Masuk | KARIXA |  | 1,00 | 4.478.000,00 | HIBAH BMN 30/10/2017
1.3.2.07.01.04.199 | Mayo Table | 2007 | 8 | Hibah Masuk | KARIXA |  | 1,00 | 4.478.000,00 | HIBAH BMN 30/10/2017
1.3.2.07.01.04.199 | Mayo Table | 2007 | 9 | Hibah Masuk | KARIXA |  | 1,00 | 4.478.000,00 | HIBAH BMN 30/10/2017
1.3.2.07.01.04.199 | Mayo Table | 2007 | 10 | Hibah Masuk | KARIXA |  | 1,00 | 4.478.000,00 | HIBAH BMN 30/10/2017
1.3.2.07.01.04.199 | Mayo Table | 2016 | 1 | Pembelian | MAK |  | 1,00 | 3.748.700,00 | Mayo Stand
1.3.2.07.01.04.199 | Mayo Table | 2016 | 2 | Pembelian | MAK |  | 1,00 | 3.748.700,00 | Mayo Stand
1.3.2.07.01.04.199 | Mayo Table | 2016 | 3 | Pembelian | MAK |  | 1,00 | 3.748.700,00 | Mayo Stand
1.3.2.07.01.04.199 | Mayo Table | 2016 | 4 | Pembelian | MAK |  | 1,00 | 3.748.700,00 | Mayo Stand
1.3.2.07.01.04.199 | Mayo Table | 2016 | 5 | Pembelian | MAK |  | 1,00 | 3.748.700,00 | Mayo Stand
1.3.2.07.01.04.199 | Mayo Table | 2016 | 6 | Pembelian | MAK |  | 1,00 | 3.748.700,00 | Mayo Stand
1.3.2.07.01.04.199 | Mayo Table | 2016 | 7 | Pembelian | MAK |  | 1,00 | 3.748.700,00 | MAK Mayo Stand
1.3.2.07.01.04.199 | Mayo Table | 2016 | 8 | Pembelian | MAK |  | 1,00 | 3.748.700,00 | MAK Mayo Stand
1.3.2.07.01.04.199 | Mayo Table | 2016 | 9 | Pembelian | MAK |  | 1,00 | 3.748.700,00 | MAK Mayo Stand
1.3.2.07.01.04.199 | Mayo Table | 2016 | 10 | Pembelian | MAK |  | 1,00 | 3.748.700,00 | MAK Mayo Stand
1.3.2.07.01.04.199 | Mayo Table | 2016 | 11 | Pembelian | MAK |  | 1,00 | 3.748.700,00 | MAK Mayo Stand
1.3.2.07.01.04.199 | Mayo Table | 2016 | 12 | Pembelian | MAK |  | 1,00 | 3.748.700,00 | MAK Mayo Stand
1.3.2.07.01.04.199 | Mayo Table | 2018 | 11 | Pembelian | Mayo stand |  | 0,00 | 3.929.200,00 | ALKES DAK RSUD 2018
1.3.2.07.01.04.199 | Mayo Table | 2018 | 12 | Pembelian | Mayo stand |  | 0,00 | 3.929.200,00 | ALKES DAK RSUD 2018
1.3.2.07.01.04.199 | Mayo Table | 2018 | 13 | Pembelian | Mayo stand |  | 0,00 | 3.929.200,00 | ALKES DAK RSUD 2018
1.3.2.07.01.04.199 | Mayo Table | 2018 | 14 | Pembelian | Mayo stand |  | 0,00 | 3.929.200,00 | ALKES DAK RSUD 2018
1.3.2.07.01.04.200 | Pasien Stretcher | 2016 | 1 | Pembelian | MAK |  | 1,00 | 23.108.500,00 | Transferring Patient
1.3.2.07.01.04.200 | Pasien Stretcher | 2016 | 2 | Pembelian | MAK |  | 1,00 | 23.108.500,00 | Transferring Patient
1.3.2.07.01.04.200 | Pasien Stretcher | 2018 | 1 | Pembelian | PLATINUM INSPIRATION |  | 0,00 | 23.950.000,00 | ALKES DAK RSUD 2018
1.3.2.07.01.04.200 | Pasien Stretcher | 2018 | 2 | Pembelian | PLATINUM INSPIRATION |  | 0,00 | 23.950.000,00 | ALKES DAK RSUD 2018
1.3.2.07.01.04.200 | Pasien Stretcher | 2018 | 3 | Pembelian | PLATINUM INSPIRATION |  | 0,00 | 23.950.000,00 | ALKES DAK RSUD 2018
1.3.2.07.01.04.200 | Pasien Stretcher | 2018 | 4 | Pembelian | PLATINUM INSPIRATION |  | 0,00 | 23.950.000,00 | ALKES DAK RSUD 2018
1.3.2.07.01.04.201 | Medicine Cabinet | 2016 | 1 | Pembelian | MAK |  | 1,00 | 5.636.300,00 | Medicine Cabinet
1.3.2.07.01.04.201 | Medicine Cabinet | 2016 | 2 | Pembelian | MAK |  | 1,00 | 5.636.300,00 | Medicine Cabinet
1.3.2.07.01.04.201 | Medicine Cabinet | 2016 | 3 | Pembelian | MAK |  | 1,00 | 5.636.300,00 | Medicine Cabinet
1.3.2.07.01.04.201 | Medicine Cabinet | 2016 | 4 | Pembelian | MAK |  | 1,00 | 5.636.300,00 | Medicine Cabinet
1.3.2.07.01.04.201 | Medicine Cabinet | 2016 | 5 | Pembelian | MAK |  | 1,00 | 5.636.300,00 | Medicine Cabinet
1.3.2.07.01.04.201 | Medicine Cabinet | 2016 | 6 | Pembelian | MAK |  | 1,00 | 5.715.800,00 | MAK Medicine Cabinet
1.3.2.07.01.04.201 | Medicine Cabinet | 2016 | 7 | Pembelian | MAK |  | 1,00 | 5.715.800,00 | MAK Medicine Cabinet
1.3.2.07.01.04.201 | Medicine Cabinet | 2018 | 1 | Pembelian | MEDICINE TROLEY |  | 0,00 | 5.583.300,00 | ALKES DAK RSUD 2018
1.3.2.07.01.04.201 | Medicine Cabinet | 2018 | 2 | Pembelian | MEDICINE TROLEY |  | 0,00 | 5.583.300,00 | ALKES DAK RSUD 2018
1.3.2.07.01.04.202 | Hecting Set | 2016 | 1 | Pembelian | RUDOLF |  | 1,00 | 8.025.039,00 | Hecting Instrument Set
1.3.2.07.01.04.202 | Hecting Set | 2016 | 2 | Pembelian | RUDOLF |  | 1,00 | 8.025.039,00 | Hecting Instrument Set
1.3.2.07.01.04.202 | Hecting Set | 2016 | 3 | Pembelian | RUDOLF |  | 1,00 | 8.025.039,00 | Hecting Instrument Set
1.3.2.07.01.04.202 | Hecting Set | 2016 | 4 | Pembelian | RUDOLF |  | 1,00 | 8.025.039,00 | Hecting Instrument Set
1.3.2.07.01.04.202 | Hecting Set | 2018 | 1 | Pembelian | RUDOLF |  | 0,00 | 5.600.000,00 | DAK PENGADAAN ALAT KEDOKTERAN BEDAH
1.3.2.07.01.04.202 | Hecting Set | 2018 | 2 | Pembelian | RUDOLF |  | 0,00 | 5.600.000,00 | DAK PENGADAAN ALAT KEDOKTERAN BEDAH
1.3.2.07.01.04.202 | Hecting Set | 2019 | 1 | Pembelian |  | Baik | 0,00 | 3.871.600,00 | BIAYA ASET
1.3.2.07.01.04.202 | Hecting Set | 2019 | 2 | Pembelian |  | Baik | 0,00 | 3.871.600,00 | BIAYA ASET
1.3.2.07.01.04.202 | Hecting Set | 2019 | 3 | Pembelian |  | Baik | 0,00 | 3.871.600,00 | BIAYA ASET
1.3.2.07.01.04.202 | Hecting Set | 2019 | 4 | Pembelian |  | Baik | 0,00 | 3.871.600,00 | BIAYA ASET
1.3.2.07.01.04.202 | Hecting Set | 2019 | 5 | Pembelian |  | Baik | 0,00 | 3.871.600,00 | BIAYA ASET
1.3.2.07.01.04.203 | Mastectomy Set | 2016 | 1 | Pembelian | RUDOLF |  | 1,00 | 27.257.524,00 | Mastectomy Instrument Set
1.3.2.07.01.04.203 | Mastectomy Set | 2016 | 2 | Pembelian | RUDOLF |  | 1,00 | 27.257.524,00 | Mastectomy Instrument Set
1.3.2.07.01.04.203 | Mastectomy Set | 2016 | 3 | Pembelian | RUDOLF |  | 1,00 | 27.257.524,00 | Mastectomy Instrument Set
1.3.2.07.01.04.204 | Operating Lamp | 2006 | 1 | Hibah Masuk | CHOONGWAE/KOREA |  | 1,00 | 234.800.000,00 | HIBAH BMN
1.3.2.07.01.04.204 | Operating Lamp | 2016 | 1 | Pembelian | WESTFALIA |  | 1,00 | 554.497.673,46 | Lampu operasi
1.3.2.07.01.04.204 | Operating Lamp | 2016 | 2 | Pembelian | WESTFALIA |  | 1,00 | 554.497.673,45 | Lampu operasi
1.3.2.07.01.04.204 | Operating Lamp | 2016 | 3 | Pembelian | WESTFALIA |  | 1,00 | 554.497.673,45 | Lampu operasi
1.3.2.07.01.04.206 | Infusion pump | 2016 | 1 | Pembelian | TERUMO |  | 1,00 | 24.909.060,00 | INFUSION PUMP
1.3.2.07.01.04.206 | Infusion pump | 2016 | 2 | Pembelian | TERUMO |  | 1,00 | 24.909.060,00 | INFUSION PUMP
1.3.2.07.01.04.206 | Infusion pump | 2016 | 3 | Pembelian | TERUMO |  | 1,00 | 24.909.060,00 | INFUSION PUMP
1.3.2.07.01.04.206 | Infusion pump | 2016 | 4 | Pembelian | TERUMO |  | 1,00 | 24.909.060,00 | INFUSION PUMP
1.3.2.07.01.04.206 | Infusion pump | 2016 | 5 | Pembelian | TERUMO |  | 1,00 | 24.909.060,00 | INFUSION PUMP
1.3.2.07.01.04.206 | Infusion pump | 2016 | 6 | Pembelian | TERUMO |  | 1,00 | 24.909.060,00 | INFUSION PUMP
1.3.2.07.01.04.206 | Infusion pump | 2016 | 7 | Pembelian | TERUMO |  | 1,00 | 24.909.060,00 | INFUSION PUMP
1.3.2.07.01.04.208 | Defibrilator | 2016 | 1 | Pembelian | OSATU BEXEN |  | 1,00 | 235.071.881,88 | Defibrillator
1.3.2.07.01.04.209 | Patlent Monitor | 2016 | 1 | Pembelian | DRAEGER WERK |  | 1,00 | 114.337.067,00 | PATIENT MONITOR
1.3.2.07.01.04.209 | Patlent Monitor | 2016 | 2 | Pembelian | DRAEGER WERK |  | 1,00 | 114.337.067,00 | PATIENT MONITOR
1.3.2.07.01.04.209 | Patlent Monitor | 2016 | 3 | Pembelian | DRAEGER WERK |  | 1,00 | 114.337.066,00 | PATIENT MONITOR
1.3.2.07.01.04.209 | Patlent Monitor | 2016 | 4 | Pembelian | DRAEGER |  | 1,00 | 213.161.600,00 | PASIEN MONITOR
1.3.2.07.01.04.209 | Patlent Monitor | 2016 | 5 | Pembelian | DRAEGER |  | 1,00 | 213.161.600,00 | PASIEN MONITOR
1.3.2.07.01.04.209 | Patlent Monitor | 2016 | 6 | Pembelian | DRAEGER |  | 1,00 | 213.161.600,00 | PASIEN MONITOR
1.3.2.07.01.04.209 | Patlent Monitor | 2016 | 7 | Pembelian | DRAEGER |  | 1,00 | 213.161.600,00 | PASIEN MONITOR
1.3.2.07.01.04.210 | Autoclave | 2016 | 1 | Pembelian | TUTTNAUER |  | 1,00 | 138.266.666,67 | TUTTANAUER Table Top Autoclave 3870 M
1.3.2.07.01.04.210 | Autoclave | 2016 | 2 | Pembelian | TUTTNAUER |  | 1,00 | 138.266.666,67 | TUTTANAUER Table Top Autoclave 3870 M
1.3.2.07.01.04.210 | Autoclave | 2016 | 3 | Pembelian | TUTTNAUER |  | 1,00 | 138.266.666,67 | TUTTANAUER Table Top Autoclave 3870 M
1.3.2.07.01.04.210 | Autoclave | 2016 | 4 | Pembelian | TUTTNAUER |  | 1,00 | 57.133.333,33 | TUTTNAUER Table Top Autoclave 2540 MK
1.3.2.07.01.04.210 | Autoclave | 2016 | 5 | Pembelian | TUTTNAUER |  | 1,00 | 57.133.333,33 | TUTTNAUER Table Top Autoclave 2540 MK
1.3.2.07.01.04.210 | Autoclave | 2016 | 6 | Pembelian | TUTTNAUER |  | 1,00 | 57.133.333,33 | TUTTNAUER Table Top Autoclave 2540 MK
1.3.2.07.01.04.211 | Baby Incubator | 2016 | 1 | Pembelian | DRAEGER |  | 1,00 | 137.500.000,00 | NEONATAL INCUBATOR
1.3.2.07.01.04.211 | Baby Incubator | 2016 | 2 | Pembelian | DRAEGER |  | 1,00 | 137.500.000,00 | NEONATAL INCUBATOR
1.3.2.07.01.04.212 | Electrolyte Analyzer | 2015 | 1 | Pembelian | EASYLYTE PLUS |  | 1,00 | 94.000.000,00 | Alat Electrolyte (+ UPS & stabilizer)
1.3.2.07.01.04.214 | UV Sterizer | 2016 | 1 | Pembelian | TESENA |  | 1,00 | 23.660.000,00 | Ultra Violet Room Sterilizer
1.3.2.07.01.04.214 | UV Sterizer | 2016 | 2 | Pembelian | TESENA |  | 1,00 | 23.660.000,00 | Ultra Violet Room Sterilizer
1.3.2.07.01.04.214 | UV Sterizer | 2016 | 3 | Pembelian | TESENA |  | 1,00 | 23.660.000,00 | Ultra Violet Room Sterilizer
1.3.2.07.01.04.214 | UV Sterizer | 2016 | 4 | Pembelian | TESENA |  | 1,00 | 23.660.000,00 | Ultra Violet Room Sterilizer
1.3.2.07.01.04.214 | UV Sterizer | 2016 | 5 | Pembelian | TESENA |  | 1,00 | 23.660.000,00 | Ultra Violet Room Sterilizer
1.3.2.07.01.05.001 | Normal Delevey Set | 2019 | 1 | Pembelian |  | Baik | 0,00 | 49.192.000,00 | GYNEOLOGI INSTRUMEN SET RSUD
1.3.2.07.01.05.002 | Hysterectomy Set | 2021 | 1 | Pembelian | AESCULAP | Baik | 1,00 | 132.228.200,00 | HYSTERECTOMY INSTRUMEN SET
1.3.2.07.01.05.003 | Caesarean Section Set | 2011 | 1 | Saldo |  | Baik | 1,00 | 29.676.900,00 | Set Sectio Caesaria (NICU)
1.3.2.07.01.05.003 | Caesarean Section Set | 2016 | 1 | Pembelian | RUDOLF |  | 1,00 | 100.249.320,00 | Sectio Caesarean/ Hysterctomy Instrument Set
1.3.2.07.01.05.003 | Caesarean Section Set | 2016 | 2 | Pembelian | RUDOLF |  | 1,00 | 100.249.320,00 | Sectio Caesarean/ Hysterctomy Instrument Set
1.3.2.07.01.05.003 | Caesarean Section Set | 2019 | 1 | Pembelian |  | Baik | 0,00 | 58.948.000,00 | CECAR INSTRUMEN SET RSUD
1.3.2.07.01.05.007 | Perinatologi Set | 2008 | 1 | Saldo |  | Baik | 1,00 | 39.850.000,00 | Alat Kodokteran Kebidanan
1.3.2.07.01.05.008 | Curetage And Dilation Set | 2019 | 1 | Pembelian |  | Baik | 0,00 | 28.239.000,00 | DILATATION DAN CURETTAGE INSTRUMEN SET RSUD
1.3.2.07.01.05.011 | Gynecological Examining Table | 2016 | 1 | Pembelian | MAK |  | 1,00 | 14.666.900,00 | MAK Gynaecolog Examination Table
1.3.2.07.01.05.011 | Gynecological Examining Table | 2018 | 2 | Pembelian |  | Baik | 0,00 | 11.265.000,00 | OBGYN KARIXA DAK 2018
1.3.2.07.01.05.011 | Gynecological Examining Table | 2018 | 3 | Pembelian |  | Baik | 0,00 | 11.265.000,00 | OBGYN KARIXA DAK 2018
1.3.2.07.01.05.011 | Gynecological Examining Table | 2018 | 4 | Pembelian |  | Baik | 0,00 | 11.265.000,00 | OBGYN KARIXA DAK 2018
1.3.2.07.01.05.012 | Operating Table For Gynecologi | 2007 | 1 | Hibah Masuk | KARIXA |  | 1,00 | 7.612.000,00 | HIBAH BMN 30/10/2017
1.3.2.07.01.05.012 | Operating Table For Gynecologi | 2016 | 1 | Pembelian |  |  | 1,00 | 13.400.000,00
1.3.2.07.01.05.026 | Premature Infans Incubator | 2019 | 1 | Pembelian |  | Baik | 0,00 | 193.400.000,00 | INFANT RADIAN WARMER WITH CPAP DRAGER
1.3.2.07.01.05.027 | Oxygen Regulator | 2016 | 1 | Pembelian | WELDCRAFT |  | 1,00 | 2.852.300,00 | Regulator Oksigen ICU
1.3.2.07.01.05.027 | Oxygen Regulator | 2016 | 2 | Pembelian | WELDCRAFT |  | 1,00 | 2.852.300,00 | Regulator Oksigen ICU
1.3.2.07.01.05.048 | Naegle Obsterical Forceps 35,5 Cm Stainless Steel | 2011 | 1 | Saldo |  | Baik | 1,00 | 4.077.700,00 | Forceps Naegle (NICU)
1.3.2.07.01.05.050 | Piper Obsterical Forceps 44 Cm Stainless Steel | 2007 | 1 | Hibah Masuk | FORTUS-GERMANY |  | 1,00 | 7.603.000,00 | HIBAH BMN
1.3.2.07.01.05.052 | Vacuum Extractor (Alat Kesehatan Kebidanan Dan Penyakit Kandungan | 2011 | 1 | Saldo |  | Baik | 1,00 | 28.640.700,00 | Extractor Vacum Delivery (NICU)
1.3.2.07.01.05.052 | Vacuum Extractor (Alat Kesehatan Kebidanan Dan Penyakit Kandungan | 2018 | 2 | Pembelian | SIEM NOVA ITALY VACUUM EXTRACTOR |  | 0,00 | 92.000.000,00 | ALKES DAK 2018
1.3.2.07.01.05.053 | Foetal Monitoring | 2011 | 1 | Saldo |  | Baik | 1,00 | 3.154.800,00 | Foetal Doppler (NICU)
1.3.2.07.01.05.053 | Foetal Monitoring | 2014 | 1 | Saldo |  | Baik | 1,00 | 880.000,00 | Doppler
1.3.2.07.01.05.053 | Foetal Monitoring | 2016 | 1 | Pembelian | GEA MEDICAL |  | 2,00 | 5.106.250,00 | FETAL DOPPLER
1.3.2.07.01.05.053 | Foetal Monitoring | 2016 | 2 | Pembelian | GEA MEDICAL |  | 2,00 | 5.106.250,00 | FETAL DOPPLER
1.3.2.07.01.05.053 | Foetal Monitoring | 2019 | 1 | Pembelian |  | Baik | 0,00 | 11.450.000,00 | FETAL DOPPLER
1.3.2.07.01.05.053 | Foetal Monitoring | 2019 | 2 | Pembelian |  | Baik | 0,00 | 11.450.000,00 | FETAL DOPPLER
1.3.2.07.01.05.053 | Foetal Monitoring | 2020 | 1 | Pembelian |  |  | 1,00 | 1.375.000,00 | DOPLER BISTOS
1.3.2.07.01.05.055 | Cardiotocography | 2016 | 1 | Pembelian | PHILIPS AVALON |  | 1,00 | 69.403.669,00 | CARDIOTOCOGRAPH
1.3.2.07.01.05.057 | Neonatal Resuscitation | 2011 | 1 | Saldo |  | Baik | 1,00 | 60.194.200,00 | Neonatus Resusitation dan Emergensi set
1.3.2.07.01.05.057 | Neonatal Resuscitation | 2016 | 1 | Pembelian | FANEM |  | 1,00 | 21.500.000,00 | Babypuff Neonatal Resusitasi
1.3.2.07.01.05.057 | Neonatal Resuscitation | 2019 | 1 | Pembelian |  | Baik | 0,00 | 2.555.000,00 | AMBUBAG INFANT
1.3.2.07.01.05.057 | Neonatal Resuscitation | 2019 | 2 | Pembelian |  | Baik | 0,00 | 2.555.000,00 | AMBUBAG INFANT
1.3.2.07.01.05.057 | Neonatal Resuscitation | 2019 | 3 | Pembelian |  | Baik | 0,00 | 2.332.000,00 | AMBUBAG INFANT
1.3.2.07.01.05.057 | Neonatal Resuscitation | 2019 | 4 | Pembelian |  | Baik | 0,00 | 2.332.000,00 | AMBUBAG ADULT
1.3.2.07.01.05.057 | Neonatal Resuscitation | 2019 | 5 | Pembelian |  | Baik | 0,00 | 2.332.000,00 | AMBUBAG ADULT
1.3.2.07.01.05.057 | Neonatal Resuscitation | 2019 | 6 | Pembelian |  | Baik | 0,00 | 2.332.000,00 | AMBUBAG ADULT
1.3.2.07.01.05.057 | Neonatal Resuscitation | 2019 | 7 | Pembelian |  | Baik | 0,00 | 2.332.000,00 | AMBUBAG ADULT
1.3.2.07.01.05.057 | Neonatal Resuscitation | 2019 | 8 | Pembelian |  | Baik | 0,00 | 2.332.000,00 | AMBUBAG ADULT
1.3.2.07.01.05.057 | Neonatal Resuscitation | 2019 | 9 | Pembelian |  | Baik | 0,00 | 2.332.000,00 | AMBUBAG ADULT
1.3.2.07.01.05.057 | Neonatal Resuscitation | 2019 | 10 | Pembelian |  | Baik | 0,00 | 2.332.000,00 | AMBUBAG ADULT
1.3.2.07.01.05.057 | Neonatal Resuscitation | 2019 | 11 | Pembelian |  | Baik | 0,00 | 2.332.000,00 | AMBUBAG ADULT
1.3.2.07.01.05.057 | Neonatal Resuscitation | 2019 | 12 | Pembelian |  | Baik | 0,00 | 2.332.000,00 | AMBUBAG ADULT
1.3.2.07.01.05.057 | Neonatal Resuscitation | 2019 | 13 | Pembelian |  | Baik | 0,00 | 2.332.000,00 | AMBUBAG ADULT
1.3.2.07.01.05.058 | Baby Incubator (Alat Kesehatan Kebidanan Dan Penyakit Kandungan) | 2008 | 2 | Hibah Masuk | BLESSMED |  | 1,00 | 39.050.000,00 | HIBAH BMN 30/10/2017
1.3.2.07.01.05.058 | Baby Incubator (Alat Kesehatan Kebidanan Dan Penyakit Kandungan) | 2019 | 1 | Pembelian |  | Baik | 0,00 | 49.327.574,00 | INCUBATOR TRANSPORT
1.3.2.07.01.05.058 | Baby Incubator (Alat Kesehatan Kebidanan Dan Penyakit Kandungan) | 2019 | 2 | Pembelian |  | Baik | 0,00 | 49.327.574,00 | INCUBATOR TRANSPORT
1.3.2.07.01.05.058 | Baby Incubator (Alat Kesehatan Kebidanan Dan Penyakit Kandungan) | 2019 | 3 | Pembelian |  | Baik | 0,00 | 39.905.000,00 | INFANT INCUBATOR IGD RSUD
1.3.2.07.01.05.058 | Baby Incubator (Alat Kesehatan Kebidanan Dan Penyakit Kandungan) | 2019 | 4 | Pembelian |  | Baik | 0,00 | 39.905.000,00 | INFANT INCUBATOR IGD RSUD
1.3.2.07.01.05.058 | Baby Incubator (Alat Kesehatan Kebidanan Dan Penyakit Kandungan) | 2019 | 5 | Pembelian |  | Baik | 0,00 | 39.905.000,00 | INFANT INCUBATOR IGD RSUD
1.3.2.07.01.05.061 | Alat Partus Set | 2019 | 1 | Pembelian |  | Baik | 0,00 | 21.368.000,00 | PARTUS INSTRUMEN SET RSUD
1.3.2.07.01.05.061 | Alat Partus Set | 2020 | 1 | Pembelian |  |  | 0,00 | 980.750,00 | Partus Set
1.3.2.07.01.05.061 | Alat Partus Set | 2020 | 2 | Pembelian |  |  | 0,00 | 980.750,00 | Partus Set
1.3.2.07.01.05.081 | Dopler (Fetal Heart Sound Detector) | 2021 | 1 | Pembelian | AXION | Baik | 1,00 | 7.149.000,00 | POCKET FETAL DOPPLER SONOTRAC- C
1.3.2.07.01.05.081 | Dopler (Fetal Heart Sound Detector) | 2021 | 2 | Pembelian | AXION | Baik | 1,00 | 7.149.000,00 | POCKET FETAL DOPPLER SONOTRAC- C
1.3.2.07.01.05.081 | Dopler (Fetal Heart Sound Detector) | 2021 | 3 | Pembelian | MINDRAY M7 | Baik | 1,00 | 448.960.000,00 | M7 HAND CARRIER COLOR DOPPLER DIAGNOSTIC ULTRASOUND SYSTEM
1.3.2.07.01.05.081 | Dopler (Fetal Heart Sound Detector) | 2021 | 4 | Pembelian | MINDRAY M7 | Baik | 1,00 | 448.960.000,00 | M7 HAND CARRIER COLOR DOPPLER DIAGNOSTIC ULTRASOUND SYSTEM
1.3.2.07.01.05.081 | Dopler (Fetal Heart Sound Detector) | 2021 | 5 | Pembelian | MINDRAY M7 | Baik | 1,00 | 448.960.000,00 | M7 HAND CARRIER COLOR DOPPLER DIAGNOSTIC ULTRASOUND SYSTEM
1.3.2.07.01.05.081 | Dopler (Fetal Heart Sound Detector) | 2021 | 6 | Pembelian | PHILIPS AVALON FETAL MONITOR FM 30 | Baik | 1,00 | 90.800.000,00 | AVELON FETAL MONITOR FM 30 CARDIOTOGRAPH
1.3.2.07.01.05.081 | Dopler (Fetal Heart Sound Detector) | 2021 | 7 | Pembelian | PHILIPS AVALON FETAL MONITOR FM 30 | Baik | 1,00 | 90.800.000,00 | AVELON FETAL MONITOR FM 30 CARDIOTOGRAPH
1.3.2.07.01.05.135 | Intensing Screen Green | 2007 | 1 | Saldo |  | Baik | 1,00 | 6.450.000,00 | Intensing Scereen Green
1.3.2.07.01.05.135 | Intensing Screen Green | 2007 | 2 | Saldo |  | Baik | 1,00 | 14.000.000,00 | Intensifing + intensitifiying Screen Green
1.3.2.07.01.05.136 | Infant Warmer | 2011 | 1 | Saldo |  | Baik | 1,00 | 54.853.700,00 | Infant Warmer
1.3.2.07.01.05.136 | Infant Warmer | 2016 | 1 | Pembelian | MEDIPREMA |  | 1,00 | 153.240.078,98 | Infant Radiant Warmer
1.3.2.07.01.05.136 | Infant Warmer | 2021 | 1 | Pembelian | FYROM INFANT | Baik | 1,00 | 239.521.000,00 | INFAN BLENDING RESUSCIITATOR
1.3.2.07.01.05.136 | Infant Warmer | 2021 | 2 | Pembelian | FYROM INFANT | Baik | 1,00 | 40.149.000,00 | INFAN BLENDING RESUSCIITATOR-MIX SAFE FORTE
1.3.2.07.01.05.137 | Pulse Oxymeter | 2011 | 2 | Saldo |  | Baik | 1,00 | 21.358.700,00 | Pulse Oxymeter Neonatus
1.3.2.07.01.05.138 | Phototerapy | 2011 | 3 | Saldo |  | Baik | 1,00 | 9.708.600,00 | Phototerapy (kebidanan)
1.3.2.07.01.05.138 | Phototerapy | 2021 | 1 | Pembelian | AXION | Baik | 1,00 | 72.186.000,00 | AXION INFANT WARMER PLUS PHOTOTHERAPHY
1.3.2.07.01.05.139 | Syringe Pump | 2011 | 4 | Saldo |  | Baik | 1,00 | 51.455.800,00 | Syringe Pump (Kebidanan)
1.3.2.07.01.05.140 | CPAP With MAC | 2011 | 5 | Saldo |  | Baik | 1,00 | 151.455.700,00 | CPAP With MAC (NICU)
1.3.2.07.01.05.140 | CPAP With MAC | 2018 | 1 | Pembelian |  | Baik | 0,00 | 68.607.786,00 | ALAT UKUR RADIASI DANA DAK 2018
1.3.2.07.01.05.140 | CPAP With MAC | 2019 | 1 | Pembelian |  | Baik | 0,00 | 78.432.000,00 | BABY CPAP IGD
1.3.2.07.01.05.140 | CPAP With MAC | 2021 | 1 | Pembelian | PIGEON | Baik | 1,00 | 88.429.000,00 | BUBBLE CPAP AD 1
1.3.2.07.01.05.140 | CPAP With MAC | 2021 | 2 | Pembelian | PIGEON | Baik | 1,00 | 88.429.000,00 | BUBBLE CPAP AD 1
1.3.2.07.01.05.141 | Aspirasi Vacum Manual | 2011 | 6 | Saldo |  | Baik | 1,00 | 9.223.500,00 | AVM (Aspirasi Vacum Manual)
1.3.2.07.01.05.142 | Pompa Vacum Listrik | 2011 | 7 | Saldo |  | Baik | 1,00 | 18.932.100,00 | Pompa Vacum Listrik (NICU)
1.3.2.07.01.05.143 | Partus Set | 2014 | 1 | Saldo |  | Baik | 1,00 | 3.381.481,00 | Partus Set
1.3.2.07.01.05.143 | Partus Set | 2018 | 2 | Pembelian | B BRAUN |  | 1,00 | 23.685.000,00 | ALAT KEDOKTERAN BEDAH DANA DAK 2018
1.3.2.07.01.05.143 | Partus Set | 2018 | 3 | Pembelian | B BRAUN |  | 1,00 | 23.685.000,00 | ALAT KEDOKTERAN BEDAH DANA DAK 2018
1.3.2.07.01.05.144 | Fetal Doopler | 2016 | 1 | Pembelian | MAK |  | 1,00 | 6.918.805,03 | MAK Baby Basket
1.3.2.07.01.05.144 | Fetal Doopler | 2016 | 2 | Pembelian | MAK |  | 1,00 | 6.918.805,03 | MAK Baby Basket
1.3.2.07.01.05.144 | Fetal Doopler | 2016 | 3 | Pembelian | MAK |  | 1,00 | 6.918.805,04 | MAK Baby Basket
1.3.2.07.01.05.144 | Fetal Doopler | 2018 | 1 | Pembelian | KARIXA BABY BASKET |  | 0,00 | 2.945.000,00 | ALKES DAK RSUD 2018
1.3.2.07.01.05.144 | Fetal Doopler | 2018 | 2 | Pembelian | KARIXA BABY BASKET |  | 0,00 | 2.945.000,00 | ALKES DAK RSUD 2018
1.3.2.07.01.05.144 | Fetal Doopler | 2018 | 3 | Pembelian | KARIXA BABY BASKET |  | 0,00 | 2.945.000,00 | ALKES DAK RSUD 2018
1.3.2.07.01.05.144 | Fetal Doopler | 2018 | 4 | Pembelian | KARIXA BABY BASKET |  | 0,00 | 2.945.000,00 | ALKES DAK RSUD 2018
1.3.2.07.01.05.144 | Fetal Doopler | 2018 | 5 | Pembelian | KARIXA BABY BASKET |  | 0,00 | 2.945.000,00 | ALKES DAK RSUD 2018
1.3.2.07.01.05.145 | Gynecological Table | 2019 | 1 | Pembelian |  | Baik | 0,00 | 10.932.000,00 | BED OBGIN RSUD
1.3.2.07.01.05.145 | Gynecological Table | 2019 | 2 | Pembelian |  | Baik | 0,00 | 10.932.000,00 | BED OBGIN RSUD
1.3.2.07.01.05.145 | Gynecological Table | 2019 | 3 | Pembelian |  | Baik | 0,00 | 10.932.000,00 | BED OBGIN RSUD
1.3.2.07.01.05.145 | Gynecological Table | 2019 | 4 | Pembelian |  | Baik | 0,00 | 10.932.000,00 | BED OBGIN RSUD
1.3.2.07.01.05.145 | Gynecological Table | 2019 | 5 | Pembelian |  | Baik | 0,00 | 10.932.000,00 | BED OBGIN RSUD
1.3.2.07.01.05.145 | Gynecological Table | 2019 | 6 | Pembelian |  | Baik | 0,00 | 10.932.000,00 | BED OBGIN RSUD
1.3.2.07.01.05.153 | Suction Pump | 2006 | 1 | Hibah Masuk | ACOMA JAPAN |  | 1,00 | 57.450.000,00 | HIBAH BMN
1.3.2.07.01.05.153 | Suction Pump | 2018 | 5 | Pembelian |  | Baik | 0,00 | 15.209.700,00 | ALAT UKUR RADIASI DANA DAK 2018
1.3.2.07.01.05.153 | Suction Pump | 2018 | 6 | Pembelian |  | Baik | 0,00 | 15.209.600,00 | ALAT UKUR RADIASI DANA DAK 2018
1.3.2.07.01.05.153 | Suction Pump | 2018 | 7 | Pembelian |  | Baik | 0,00 | 15.209.604,00 | ALAT UKUR RADIASI DANA DAK 2018
1.3.2.07.01.05.154 | INFUSION PUMP | 2011 | 1 | Saldo |  | Baik | 1,00 | 49.515.400,00 | Infuse Pump (Kebidanan)
1.3.2.07.01.05.156 | Examination Table | 2007 | 3 | Hibah Masuk | KARIXA |  | 1,00 | 5.970.000,00 | HIBAH BMN
1.3.2.07.01.05.156 | Examination Table | 2013 | 1 | Saldo |  | Baik | 1,00 | 5.171.378,00 | Bed Tindakan Pasien
1.3.2.07.01.05.156 | Examination Table | 2016 | 1 | Pembelian | TESENA |  | 1,00 | 17.378.468,00 | BABY EXAMINATION & DOCTOR TABLE
1.3.2.07.01.05.160 | Examination Lamp | 2007 | 3 | Hibah Masuk | germany |  | 1,00 | 980.000,00 | HIBAH BMN 30/10/2017
1.3.2.07.01.05.160 | Examination Lamp | 2013 | 1 | Saldo |  | Baik | 1,00 | 1.387.378,00 | Lampu Tindakan Pasien
1.3.2.07.01.05.160 | Examination Lamp | 2015 | 1 | Pembelian | SHIMA |  | 1,00 | 2.695.000,00 | Lampu Tindakan
1.3.2.07.01.05.160 | Examination Lamp | 2015 | 2 | Pembelian | SHIMA |  | 1,00 | 2.695.000,00 | Lampu Tindakan
1.3.2.07.01.05.160 | Examination Lamp | 2015 | 3 | Pembelian | SHIMA |  | 1,00 | 2.695.000,00 | Lampu Tindakan
1.3.2.07.01.05.160 | Examination Lamp | 2015 | 4 | Pembelian | SHIMA |  | 1,00 | 2.695.000,00 | Lampu Tindakan
1.3.2.07.01.05.160 | Examination Lamp | 2016 | 1 | Pembelian | TESENA |  | 1,00 | 4.384.755,67 | Examination Lamp
1.3.2.07.01.05.160 | Examination Lamp | 2016 | 2 | Pembelian | TESENA |  | 1,00 | 4.384.755,67 | Examination Lamp
1.3.2.07.01.05.160 | Examination Lamp | 2016 | 3 | Pembelian | TESENA |  | 1,00 | 4.384.755,66 | Examination Lamp
1.3.2.07.01.05.161 | Timbangan Digital | 2013 | 1 | Saldo |  | Baik | 1,00 | 2.069.378,00 | Timbangan Badan Digital
1.3.2.07.01.06.001 | Ear Diagnosis Set | 2020 | 1 | Pembelian |  |  | 0,00 | 65.482.603,00 | SINUUSCOPE SURGERY SET ( FESS SURGERY )
1.3.2.07.01.06.001 | Ear Diagnosis Set | 2020 | 2 | Pembelian |  |  | 0,00 | 40.414.463,00 | TONSILO ADENOIDECTOMY SET MEDCAVE
1.3.2.07.01.06.001 | Ear Diagnosis Set | 2020 | 3 | Pembelian |  |  | 0,00 | 94.602.834,00 | ENDOSCOPE RIGIT
1.3.2.07.01.06.007 | Portable Diagnostic (Alat Kedokteran THT) | 2021 | 1 | Pembelian | KAZAMA | Baik | 1,00 | 422.672.000,00 | ENT UNIT KAU 3000 HARMONY
1.3.2.07.01.06.015 | Laryngoscope | 2011 | 1 | Saldo |  | Baik | 1,00 | 3.754.300,00 | Alat Kedokteran THT
1.3.2.07.01.06.015 | Laryngoscope | 2014 | 1 | Saldo |  | Baik | 1,00 | 11.631.481,00 | Laringoskop Neo
1.3.2.07.01.06.015 | Laryngoscope | 2015 | 1 | Pembelian | HEINE |  | 1,00 | 10.725.000,00 | Laringoskop Dewasa dan anak
1.3.2.07.01.06.015 | Laryngoscope | 2015 | 2 | Pembelian | HEINE |  | 1,00 | 10.725.000,00 | Laringoskop Dewasa dan anak
1.3.2.07.01.06.015 | Laryngoscope | 2016 | 1 | Pembelian | RIESTER |  | 1,00 | 3.620.100,00 | Laringoscope Dewasa
1.3.2.07.01.06.015 | Laryngoscope | 2016 | 2 | Pembelian | RIESTER |  | 1,00 | 3.620.100,00 | Laringoscope Dewasa
1.3.2.07.01.06.015 | Laryngoscope | 2016 | 3 | Pembelian | RIESTER |  | 1,00 | 3.620.100,00 | Laringoscope Dewasa
1.3.2.07.01.06.015 | Laryngoscope | 2016 | 4 | Pembelian | RIESTER |  | 1,00 | 3.620.100,00 | Laringoscope Dewasa
1.3.2.07.01.06.015 | Laryngoscope | 2016 | 5 | Pembelian | RIESTER |  | 1,00 | 3.620.100,00 | Laringoscope Dewasa
1.3.2.07.01.06.015 | Laryngoscope | 2016 | 6 | Pembelian | RIESTER |  | 1,00 | 3.620.100,00 | Laringoscope Anak
1.3.2.07.01.06.015 | Laryngoscope | 2016 | 7 | Pembelian | RIESTER |  | 1,00 | 3.620.100,00 | Laringoscope Anak
1.3.2.07.01.06.015 | Laryngoscope | 2016 | 8 | Pembelian | RIESTER |  | 1,00 | 3.620.100,00 | Laringoscope Anak
1.3.2.07.01.06.015 | Laryngoscope | 2016 | 9 | Pembelian | RIESTER |  | 1,00 | 3.620.100,00 | Laringoscope Anak
1.3.2.07.01.06.015 | Laryngoscope | 2016 | 10 | Pembelian | RIESTER |  | 1,00 | 3.410.880,00 | Laringoscope Neo
1.3.2.07.01.06.015 | Laryngoscope | 2016 | 11 | Pembelian | RIESTER |  | 1,00 | 3.410.880,00 | Laringoscope Neo
1.3.2.07.01.06.015 | Laryngoscope | 2020 | 1 | Pembelian |  |  | 1,00 | 4.925.360,00 | LARINGOSKOP ANAK RIESTER
1.3.2.07.01.06.015 | Laryngoscope | 2020 | 2 | Pembelian |  |  | 1,00 | 4.925.360,00 | LARINGOSKOP ANAK RIESTER
1.3.2.07.01.06.015 | Laryngoscope | 2020 | 3 | Pembelian |  |  | 1,00 | 5.035.360,00 | LARINGOSKOP DEWASA RIESTER
1.3.2.07.01.06.015 | Laryngoscope | 2020 | 4 | Pembelian |  |  | 1,00 | 5.035.360,00 | LARINGOSKOP DEWASA RIESTER
1.3.2.07.01.06.148 | Jackson Risk | 2011 | 1 | Saldo |  | Baik | 1,00 | 5.460.400,00 | Jackson Risk (Dewasa dan Pediatrik)
1.3.2.07.01.06.148 | Jackson Risk | 2018 | 1 | Pembelian |  | Baik | 0,00 | 27.649.001,00 | TELE OTOSCOPE DAK RSUD 2018
1.3.2.07.01.06.149 | Otoscope | 2014 | 1 | Saldo |  | Baik | 1,00 | 715.000,00 | Otoskope/ Pemeriksa Telinga
1.3.2.07.01.06.149 | Otoscope | 2020 | 1 | Pembelian |  |  | 1,00 | 1.559.690,00 | OTOSCOPE RIESTER
1.3.2.07.01.07.004 | Ophthalmometer | 2013 | 1 | Saldo |  | Baik | 1,00 | 6.711.378,00 | Opthalmoscope
1.3.2.07.01.07.006 | Opthalmoscope Suppy 220 V And Transformer | 2013 | 1 | Saldo |  | Baik | 1,00 | 78.751.078,00 | Indirect Opthalmoscope
1.3.2.07.01.07.030 | Refractometer (Alat Kedokteran Mata) | 2013 | 1 | Saldo |  | Baik | 1,00 | 12.101.378,00 | ISHIHARA
1.3.2.07.01.07.032 | Opthalmoscope | 2021 | 1 | Pembelian | NIDEK | Baik | 1,00 | 748.390.500,00 | OPHTHALMIC SURGICAL SYSTEM CV 9000R
1.3.2.07.01.07.034 | Lensa Meter | 2013 | 1 | Saldo |  | Baik | 1,00 | 52.295.378,00 | LENS METER
1.3.2.07.01.07.045 | Tonometer | 2013 | 1 | Saldo |  | Baik | 1,00 | 247.220.878,00 | TONOMETER
1.3.2.07.01.07.098 | Stetoscope | 2013 | 1 | Saldo |  | Baik | 1,00 | 141.774.878,00 | Slit Lamp
1.3.2.07.01.07.099 | Chart Proyector | 2013 | 2 | Saldo |  | Baik | 1,00 | 37.110.978,00 | Chart Projector
1.3.2.07.01.07.100 | Streak Retinoscopy | 2013 | 3 | Saldo |  | Baik | 1,00 | 8.823.378,00 | Streak Retinoscopy
1.3.2.07.01.07.101 | Autoref keratometer | 2013 | 4 | Saldo |  | Baik | 1,00 | 177.536.978,00 | AUTOREFKERATOMETER
1.3.2.07.01.07.102 | PD Meter | 2013 | 5 | Saldo |  | Baik | 1,00 | 6.061.278,00 | PD METER
1.3.2.07.01.07.103 | Katarak Set | 2013 | 6 | Saldo |  | Baik | 1,00 | 68.311.378,00 | KATARAK SET
1.3.2.07.01.07.106 | Trial Frame | 2013 | 1 | Saldo |  | Baik | 1,00 | 7.591.378,00 | TRIAL FRAME
1.3.2.07.01.07.111 | Test Lens Meter | 2013 | 1 | Saldo |  | Baik | 1,00 | 38.391.378,00 | Trial Lens Set
1.3.2.07.01.07.112 | Dist. Testchart (Adults) | 2013 | 1 | Saldo |  | Baik | 1,00 | 6.051.378,00 | Reading Chart
1.3.2.07.01.07.112 | Dist. Testchart (Adults) | 2013 | 2 | Saldo |  | Baik | 1,00 | 6.051.378,00 | Reading Chart
1.3.2.07.01.08.001 | Cardiologi Bed Uk 200X60X90 | 2015 | 1 | Pembelian | MAK |  | 1,00 | 7.231.320,63 | Bed Pasien manual 1 krank
1.3.2.07.01.08.001 | Cardiologi Bed Uk 200X60X90 | 2015 | 2 | Pembelian | MAK |  | 1,00 | 7.231.320,63 | Bed Pasien manual 1 krank
1.3.2.07.01.08.001 | Cardiologi Bed Uk 200X60X90 | 2015 | 3 | Pembelian | MAK |  | 1,00 | 7.231.320,63 | Bed Pasien manual 1 krank
1.3.2.07.01.08.001 | Cardiologi Bed Uk 200X60X90 | 2015 | 4 | Pembelian | MAK |  | 1,00 | 7.231.320,63 | Bed Pasien manual 1 krank
1.3.2.07.01.08.001 | Cardiologi Bed Uk 200X60X90 | 2015 | 5 | Pembelian | MAK |  | 1,00 | 7.231.320,63 | Bed Pasien manual 1 krank
1.3.2.07.01.08.001 | Cardiologi Bed Uk 200X60X90 | 2015 | 6 | Pembelian | MAK |  | 1,00 | 7.231.320,63 | Bed Pasien manual 1 krank
1.3.2.07.01.08.001 | Cardiologi Bed Uk 200X60X90 | 2015 | 7 | Pembelian | MAK |  | 1,00 | 7.231.320,63 | Bed Pasien manual 1 krank
1.3.2.07.01.08.001 | Cardiologi Bed Uk 200X60X90 | 2015 | 8 | Pembelian | MAK |  | 1,00 | 7.231.320,63 | Bed Pasien manual 1 krank
1.3.2.07.01.08.001 | Cardiologi Bed Uk 200X60X90 | 2015 | 9 | Pembelian | MAK |  | 1,00 | 7.231.320,63 | Bed Pasien manual 1 krank
1.3.2.07.01.08.001 | Cardiologi Bed Uk 200X60X90 | 2015 | 10 | Pembelian | MAK |  | 1,00 | 7.231.320,63 | Bed Pasien manual 1 krank
1.3.2.07.01.08.001 | Cardiologi Bed Uk 200X60X90 | 2015 | 11 | Pembelian | MAK |  | 1,00 | 7.231.320,63 | Bed Pasien manual 1 krank
1.3.2.07.01.08.001 | Cardiologi Bed Uk 200X60X90 | 2015 | 12 | Pembelian | MAK |  | 1,00 | 7.231.320,63 | Bed Pasien manual 1 krank
1.3.2.07.01.08.001 | Cardiologi Bed Uk 200X60X90 | 2015 | 13 | Pembelian | MAK |  | 1,00 | 7.231.320,63 | Bed Pasien manual 1 krank
1.3.2.07.01.08.001 | Cardiologi Bed Uk 200X60X90 | 2015 | 14 | Pembelian | MAK |  | 1,00 | 7.231.320,63 | Bed Pasien manual 1 krank
1.3.2.07.01.08.001 | Cardiologi Bed Uk 200X60X90 | 2015 | 15 | Pembelian | MAK |  | 1,00 | 7.231.320,63 | Bed Pasien manual 1 krank
1.3.2.07.01.08.001 | Cardiologi Bed Uk 200X60X90 | 2015 | 16 | Pembelian | MAK |  | 1,00 | 7.231.320,63 | Bed Pasien manual 1 krank
1.3.2.07.01.08.001 | Cardiologi Bed Uk 200X60X90 | 2015 | 17 | Pembelian | MAK |  | 1,00 | 7.231.320,63 | Bed Pasien manual 1 krank
1.3.2.07.01.08.001 | Cardiologi Bed Uk 200X60X90 | 2015 | 18 | Pembelian | MAK |  | 1,00 | 7.231.320,63 | Bed Pasien manual 1 krank
1.3.2.07.01.08.001 | Cardiologi Bed Uk 200X60X90 | 2015 | 19 | Pembelian | MAK |  | 1,00 | 7.231.320,63 | Bed Pasien manual 1 krank
1.3.2.07.01.08.001 | Cardiologi Bed Uk 200X60X90 | 2015 | 20 | Pembelian | MAK |  | 1,00 | 7.231.320,63 | Bed Pasien manual 1 krank
1.3.2.07.01.08.001 | Cardiologi Bed Uk 200X60X90 | 2015 | 21 | Pembelian | MAK |  | 1,00 | 7.231.320,63 | Bed Pasien manual 1 krank
1.3.2.07.01.08.001 | Cardiologi Bed Uk 200X60X90 | 2015 | 22 | Pembelian | MAK |  | 1,00 | 7.231.320,63 | Bed Pasien manual 1 krank
1.3.2.07.01.08.001 | Cardiologi Bed Uk 200X60X90 | 2015 | 23 | Pembelian | MAK |  | 1,00 | 7.231.320,63 | Bed Pasien manual 1 krank
1.3.2.07.01.08.001 | Cardiologi Bed Uk 200X60X90 | 2015 | 24 | Pembelian | MAK |  | 1,00 | 7.231.320,63 | Bed Pasien manual 1 krank
1.3.2.07.01.08.021 | Suction Thorax | 2015 | 1 | Pembelian | MGE |  | 1,00 | 34.631.215,00 | Suction Pump Extractor ICU
1.3.2.07.01.08.021 | Suction Thorax | 2015 | 2 | Pembelian | MGE |  | 1,00 | 34.631.215,00 | Suction Pump Extractor ICU
1.3.2.07.01.08.021 | Suction Thorax | 2015 | 3 | Pembelian | MGE |  | 1,00 | 34.631.215,00 | Suction Pump Extractor ICU
1.3.2.07.01.08.024 | Nebulizer | 2014 | 1 | Saldo |  | Baik | 1,00 | 700.000,00 | BLUD (Nebulizer)
1.3.2.07.01.08.024 | Nebulizer | 2014 | 2 | Saldo |  | Baik | 1,00 | 814.000,00 | Nebulizer
1.3.2.07.01.08.024 | Nebulizer | 2014 | 3 | Saldo |  | Baik | 1,00 | 814.000,00 | Nebulizer
1.3.2.07.01.08.024 | Nebulizer | 2014 | 4 | Saldo |  | Baik | 1,00 | 814.000,00 | Nebulizer
1.3.2.07.01.08.024 | Nebulizer | 2015 | 1 | Pembelian | OMRON |  | 1,00 | 825.000,00 | Nebulizer
1.3.2.07.01.08.024 | Nebulizer | 2015 | 2 | Pembelian | OMRON |  | 1,00 | 825.000,00 | Nebulizer
1.3.2.07.01.08.024 | Nebulizer | 2015 | 3 | Pembelian | OMRON |  | 1,00 | 825.000,00 | Nebulizer
1.3.2.07.01.08.024 | Nebulizer | 2015 | 4 | Pembelian | OMRON |  | 1,00 | 825.000,00 | Nebulizer
1.3.2.07.01.08.024 | Nebulizer | 2015 | 5 | Pembelian | OMRON |  | 1,00 | 825.000,00 | Nebulizer
1.3.2.07.01.08.024 | Nebulizer | 2015 | 6 | Pembelian | OMRON |  | 1,00 | 825.000,00 | Nebulizer
1.3.2.07.01.08.024 | Nebulizer | 2016 | 1 | Pembelian | OMRON |  | 1,00 | 975.712,00 | NEBULIZER OMRON NE-C900
1.3.2.07.01.08.024 | Nebulizer | 2016 | 2 | Pembelian | OMRON |  | 1,00 | 975.712,00 | NEBULIZER OMRON NE-C900
1.3.2.07.01.08.024 | Nebulizer | 2016 | 3 | Pembelian | OMRON |  | 1,00 | 975.712,00 | NEBULIZER OMRON NE-C900
1.3.2.07.01.08.024 | Nebulizer | 2016 | 4 | Pembelian | OMRON |  | 1,00 | 975.712,00 | NEBULIZER OMRON NE-C900
1.3.2.07.01.08.024 | Nebulizer | 2016 | 5 | Pembelian | OMRON |  | 1,00 | 975.712,00 | NEBULIZER OMRON NE-C900
1.3.2.07.01.08.024 | Nebulizer | 2016 | 6 | Pembelian | OMRON |  | 1,00 | 975.712,00 | NEBULIZER OMRON NE-C900
1.3.2.07.01.08.024 | Nebulizer | 2016 | 7 | Pembelian | OMRON |  | 1,00 | 975.712,00 | NEBULIZER OMRON NE-C900
1.3.2.07.01.08.024 | Nebulizer | 2016 | 8 | Pembelian | OMRON |  | 1,00 | 975.712,00 | NEBULIZER OMRON NE-C900
1.3.2.07.01.08.024 | Nebulizer | 2016 | 9 | Pembelian | OMRON |  | 1,00 | 975.712,00 | NEBULIZER OMRON NE-C900
1.3.2.07.01.08.024 | Nebulizer | 2016 | 10 | Pembelian | OMRON |  | 1,00 | 975.712,00 | NEBULIZER OMRON NE-C900
1.3.2.07.01.08.024 | Nebulizer | 2016 | 11 | Pembelian | OMRON |  | 1,00 | 975.712,00 | NEBULIZER OMRON NE-C900
1.3.2.07.01.08.024 | Nebulizer | 2016 | 12 | Pembelian | OMRON |  | 1,00 | 975.712,00 | NEBULIZER OMRON NE-C900
1.3.2.07.01.08.024 | Nebulizer | 2016 | 13 | Pembelian | OMRON |  | 1,00 | 975.712,00 | NEBULIZER OMRON NE-C900
1.3.2.07.01.08.024 | Nebulizer | 2016 | 14 | Pembelian | OMRON |  | 1,00 | 975.712,00 | NEBULIZER OMRON NE-C900
1.3.2.07.01.08.024 | Nebulizer | 2016 | 15 | Pembelian | OMRON |  | 1,00 | 975.712,00 | NEBULIZER OMRON NE-C900
1.3.2.07.01.08.024 | Nebulizer | 2021 | 1 | Pembelian | SUCHATZKIB | Baik | 1,00 | 42.608.000,00 | ULTRASONIC NEBULIZER M 802
1.3.2.07.01.08.024 | Nebulizer | 2021 | 2 | Pembelian | SUCHATZKIB | Baik | 1,00 | 42.608.000,00
1.3.2.07.01.08.024 | Nebulizer | 2021 | 3 | Pembelian | SUCHATZKIB | Baik | 1,00 | 42.608.000,00 | ULTRASONIC NEBULIZER M 802
1.3.2.07.01.08.024 | Nebulizer | 2021 | 4 | Pembelian | SUCHATZKIB | Baik | 1,00 | 42.608.000,00 | ULTRASONIC NEBULIZER M 802
1.3.2.07.01.08.024 | Nebulizer | 2021 | 5 | Pembelian | SHARP SHIN EL | Baik | 1,00 | 4.730.000,00 | NEBULIZER ULTRASONIC COMPORT OASIS KU 200
1.3.2.07.01.08.024 | Nebulizer | 2021 | 6 | Pembelian | SHARP SHIN EL | Baik | 1,00 | 4.730.000,00 | NEBULIZER ULTRASONIC COMPORT OASIS KU 200
1.3.2.07.01.08.024 | Nebulizer | 2021 | 7 | Pembelian | SHARP SHIN EL | Baik | 1,00 | 4.730.000,00 | NEBULIZER ULTRASONIC COMPORT OASIS KU 200
1.3.2.07.01.08.024 | Nebulizer | 2021 | 8 | Pembelian | ULTRASONIC NEBULIZER PROFISONIC PRIZMA | Baik | 1,00 | 10.084.000,00 | ULTRASONIC NEBULIZER PROFISONIC PRIZMA
1.3.2.07.01.08.030 | Ultra Sono Graphy (USG) Internal Medicine | 2014 | 1 | Saldo |  | Baik | 1,00 | 130.000.000,00 | BLUD (USG)
1.3.2.07.01.08.030 | Ultra Sono Graphy (USG) Internal Medicine | 2015 | 1 | Pembelian | SONOSCANNER |  | 1,00 | 950.000.000,00 | Sonoscanner Ultrasound Scanner-Orcheo XQ USG 3D/4D 3 Tranducer
1.3.2.07.01.08.030 | Ultra Sono Graphy (USG) Internal Medicine | 2018 | 2 | Pembelian |  | Baik | 0,00 | 307.220.000,00 | ALKES DAK RSUD 2018
1.3.2.07.01.08.033 | Ventilator Internal Medicine | 2019 | 1 | Pembelian |  | Baik | 0,00 | 298.407.000,00 | VENTILATOR
1.3.2.07.01.08.033 | Ventilator Internal Medicine | 2019 | 2 | Pembelian |  | Baik | 0,00 | 298.407.000,00 | VENTILATOR
1.3.2.07.01.08.033 | Ventilator Internal Medicine | 2021 | 1 | Pembelian | CARESCAPE R860 | Baik | 1,00 | 591.000.000,00 | CARESCAPE R860
1.3.2.07.01.08.033 | Ventilator Internal Medicine | 2021 | 2 | Hibah |  |  | 1,00 | 25.405.636,00 | VENTILATOR
1.3.2.07.01.08.162 | Film Viewer | 2014 | 1 | Saldo |  | Baik | 1,00 | 528.000,00 | Box viewer
1.3.2.07.01.08.162 | Film Viewer | 2014 | 2 | Saldo |  | Baik | 1,00 | 528.000,00 | Box viewer
1.3.2.07.01.08.162 | Film Viewer | 2014 | 3 | Saldo |  | Baik | 1,00 | 528.000,00 | Box viewer
1.3.2.07.01.08.162 | Film Viewer | 2015 | 1 | Pembelian | Lokal |  | 1,00 | 869.000,00 | Film Viewer Doble
1.3.2.07.01.08.162 | Film Viewer | 2015 | 2 | Pembelian | Lokal |  | 1,00 | 869.000,00 | Film Viewer Doble
1.3.2.07.01.08.162 | Film Viewer | 2015 | 3 | Pembelian | Lokal |  | 1,00 | 869.000,00 | Film Viewer Doble
1.3.2.07.01.08.162 | Film Viewer | 2015 | 4 | Pembelian | Lokal |  | 1,00 | 869.000,00 | Film Viewer Doble
1.3.2.07.01.08.162 | Film Viewer | 2015 | 5 | Pembelian | Lokal |  | 1,00 | 869.000,00 | Film Viewer Doble
1.3.2.07.01.08.162 | Film Viewer | 2015 | 6 | Pembelian | Lokal |  | 1,00 | 869.000,00 | Film Viewer Doble
1.3.2.07.01.08.162 | Film Viewer | 2016 | 1 | Pembelian | TESENA |  | 1,00 | 4.260.000,00 | X-Ray Film Viewer
1.3.2.07.01.08.162 | Film Viewer | 2016 | 2 | Pembelian | TESENA |  | 1,00 | 4.260.000,00 | X-Ray Film Viewer
1.3.2.07.01.08.162 | Film Viewer | 2016 | 3 | Pembelian | TESENA |  | 1,00 | 4.260.000,00 | X-Ray Film Viewer
1.3.2.07.01.08.162 | Film Viewer | 2016 | 4 | Pembelian | TESENA |  | 1,00 | 4.260.000,00 | X-Ray Film Viewer
1.3.2.07.01.08.163 | Resuscitation | 2007 | 1 | Hibah Masuk | BLUECROSS |  | 1,00 | 7.400.000,00 | HIBAH BMN
1.3.2.07.01.08.163 | Resuscitation | 2007 | 2 | Hibah Masuk | BLUECROSS |  | 1,00 | 7.400.000,00 | HIBAH BMN
1.3.2.07.01.08.163 | Resuscitation | 2011 | 1 | Saldo |  | Baik | 1,00 | 13.591.600,00 | Kotak Resusitation (NICU)
1.3.2.07.01.08.163 | Resuscitation | 2014 | 1 | Saldo |  | Baik | 1,00 | 770.000,00 | Ambubag Dewasa Set
1.3.2.07.01.08.163 | Resuscitation | 2014 | 2 | Saldo |  | Baik | 1,00 | 770.000,00 | Ambubag Dewasa Set
1.3.2.07.01.08.163 | Resuscitation | 2014 | 3 | Saldo |  | Baik | 1,00 | 726.000,00 | Ambubag Bayi Set
1.3.2.07.01.08.163 | Resuscitation | 2014 | 4 | Saldo |  | Baik | 1,00 | 726.000,00 | Ambubag Bayi Set
1.3.2.07.01.08.163 | Resuscitation | 2015 | 1 | Pembelian | TOP STAR |  | 1,00 | 704.000,00 | Ambubag Anak
1.3.2.07.01.08.163 | Resuscitation | 2015 | 2 | Pembelian | TOP STAR |  | 1,00 | 704.000,00 | Ambubag Anak
1.3.2.07.01.08.163 | Resuscitation | 2015 | 3 | Pembelian | TOP STAR |  | 1,00 | 704.000,00 | Ambubag Anak
1.3.2.07.01.08.163 | Resuscitation | 2015 | 4 | Pembelian | TOP STAR |  | 1,00 | 704.000,00 | Ambubag Anak
1.3.2.07.01.08.163 | Resuscitation | 2015 | 5 | Pembelian | YAMAMOTO GIKEN |  | 1,00 | 1.596.015,00 | Ambubag Dewasa
1.3.2.07.01.08.163 | Resuscitation | 2015 | 6 | Pembelian | YAMAMOTO GIKEN |  | 1,00 | 1.596.015,00 | Ambubag Dewasa
1.3.2.07.01.08.163 | Resuscitation | 2015 | 7 | Pembelian | YAMAMOTO GIKEN |  | 1,00 | 1.577.315,00 | Ambubag Dewasa
1.3.2.07.01.08.163 | Resuscitation | 2015 | 8 | Pembelian | YAMAMOTO GIKEN |  | 1,00 | 1.577.315,00 | Ambubag Dewasa
1.3.2.07.01.08.163 | Resuscitation | 2015 | 9 | Pembelian | YAMAMOTO GIKEN |  | 1,00 | 1.596.015,00 | Ambubag Dewasa
1.3.2.07.01.08.163 | Resuscitation | 2015 | 10 | Pembelian | TOP STAR |  | 1,00 | 709.500,00 | Ambubag Dewasa
1.3.2.07.01.08.163 | Resuscitation | 2015 | 11 | Pembelian | TOP STAR |  | 1,00 | 709.500,00 | Ambubag Dewasa
1.3.2.07.01.08.163 | Resuscitation | 2015 | 12 | Pembelian | TOP STAR |  | 1,00 | 709.500,00 | Ambubag Dewasa
1.3.2.07.01.08.163 | Resuscitation | 2015 | 13 | Pembelian | TOP STAR |  | 1,00 | 709.500,00 | Ambubag Dewasa
1.3.2.07.01.08.163 | Resuscitation | 2015 | 14 | Pembelian | YAMAMOTO GIKEN |  | 1,00 | 1.577.315,00 | Ambubag Anak
1.3.2.07.01.08.163 | Resuscitation | 2015 | 15 | Pembelian | YAMAMOTO GIKEN |  | 1,00 | 1.577.315,00 | Ambubag Anak
1.3.2.07.01.08.163 | Resuscitation | 2015 | 16 | Pembelian | YAMAMOTO GIKEN |  | 1,00 | 1.596.015,00 | Ambubag Anak
1.3.2.07.01.08.163 | Resuscitation | 2015 | 17 | Pembelian | YAMAMOTO GIKEN |  | 1,00 | 1.596.015,00 | Ambubag Anak
1.3.2.07.01.08.163 | Resuscitation | 2015 | 18 | Pembelian | YAMAMOTO GIKEN |  | 1,00 | 1.577.315,00 | Ambubag Anak
1.3.2.07.01.08.168 | Tensimeter mercuri complete | 2007 | 1 | Hibah Masuk | RIESTER |  | 1,00 | 1.903.000,00 | HIBAH BMN
1.3.2.07.01.08.168 | Tensimeter mercuri complete | 2007 | 2 | Hibah Masuk | RIESTER |  | 1,00 | 1.903.000,00 | HIBAH BMN
1.3.2.07.01.08.168 | Tensimeter mercuri complete | 2007 | 3 | Hibah Masuk | RIESTER |  | 1,00 | 1.903.000,00 | HIBAH BMN
1.3.2.07.01.08.168 | Tensimeter mercuri complete | 2016 | 1 | Pembelian | MPM ERKA |  | 1,00 | 1.612.500,00 | Tensi Meter Air Raksa
1.3.2.07.01.08.168 | Tensimeter mercuri complete | 2016 | 2 | Pembelian | MPM ERKA |  | 1,00 | 1.612.500,00 | Tensi Meter Air Raksa
1.3.2.07.01.08.168 | Tensimeter mercuri complete | 2016 | 3 | Pembelian | MPM ERKA |  | 1,00 | 1.612.500,00 | Tensi Meter Air Raksa
1.3.2.07.01.08.169 | Infusion Pump | 2014 | 1 | Saldo |  | Baik | 1,00 | 19.250.000,00 | Infuse Pump
1.3.2.07.01.10.009 | Premature Infant Incubator | 2018 | 1 | Pembelian | GEA INFANT RADIANT WARMER |  | 0,00 | 32.300.000,00 | DAK PENGADAAN ALAT KESEHATAN ANAK
1.3.2.07.01.10.009 | Premature Infant Incubator | 2018 | 2 | Pembelian | GEA INFANT RADIANT WARMER |  | 0,00 | 32.300.000,00 | DAK PENGADAAN ALAT KESEHATAN ANAK
1.3.2.07.01.10.065 | Baby Incubator (Alat Kedokteran Anak) | 2011 | 1 | Saldo |  | Baik | 1,00 | 61.649.500,00 | Alat Kedokteran kandungan
1.3.2.07.01.10.065 | Baby Incubator (Alat Kedokteran Anak) | 2016 | 1 | Pembelian | TESENA |  | 1,00 | 125.000.000,00 | Transport Incubator
1.3.2.07.01.10.066 | Blue Light | 2014 | 1 | Saldo |  | Baik | 1,00 | 2.530.000,00 | Lampu Sorot
1.3.2.07.01.10.086 | Head Box | 2014 | 1 | Saldo |  | Baik | 1,00 | 2.035.000,00 | Head Box
1.3.2.07.01.10.086 | Head Box | 2014 | 2 | Saldo |  | Baik | 1,00 | 2.035.000,00 | Head Box
1.3.2.07.01.10.087 | Jas Bank Darah | 2007 | 1 | Saldo |  | Baik | 1,00 | 660.000,00 | Jas bank Darah
1.3.2.07.01.10.100 | Sphygmomanometer Mercurial | 2011 | 1 | Saldo |  | Baik | 1,00 | 915.200,00 | Tensi Meter
1.3.2.07.01.10.100 | Sphygmomanometer Mercurial | 2012 | 1 | Saldo |  | Baik | 1,00 | 1.504.100,00 | Tensimeter Raksa
1.3.2.07.01.10.100 | Sphygmomanometer Mercurial | 2012 | 2 | Saldo |  | Baik | 1,00 | 1.504.100,00 | Tensimeter Raksa
1.3.2.07.01.10.100 | Sphygmomanometer Mercurial | 2012 | 3 | Saldo |  | Baik | 1,00 | 1.504.100,00 | Tensimeter Raksa
1.3.2.07.01.10.100 | Sphygmomanometer Mercurial | 2012 | 4 | Saldo |  | Baik | 1,00 | 1.504.100,00 | Tensimeter Raksa
1.3.2.07.01.10.100 | Sphygmomanometer Mercurial | 2013 | 1 | Saldo |  | Baik | 1,00 | 802.178,00 | Tensimeter Air Raksa
1.3.2.07.01.10.105 | BILISPHERE | 2021 | 1 | Pembelian |  | Baik | 1,00 | 161.228.170,00 | BILISPHERE
1.3.2.07.01.11.003 | Bed Pan For Adult 310 mm Complete | 2015 | 1 | Pembelian | ROBUST |  | 1,00 | 34.774.215,00 | Bed pasien Khusus ICU
1.3.2.07.01.11.003 | Bed Pan For Adult 310 mm Complete | 2015 | 2 | Pembelian | ROBUST |  | 1,00 | 34.774.215,00 | Bed pasien Khusus ICU
1.3.2.07.01.11.003 | Bed Pan For Adult 310 mm Complete | 2015 | 3 | Pembelian | ROBUST |  | 1,00 | 34.774.215,00 | Bed pasien Khusus ICU
1.3.2.07.01.12.002 | Wheel Chair (Alat Kesehatan Rehabilitasi Medis) | 2012 | 1 | Saldo |  | Baik | 1,00 | 1.662.500,00 | Kursi Roda velg jari-jari
1.3.2.07.01.12.002 | Wheel Chair (Alat Kesehatan Rehabilitasi Medis) | 2012 | 2 | Saldo |  | Baik | 1,00 | 1.662.500,00 | Kursi Roda velg jari-jari
1.3.2.07.01.12.002 | Wheel Chair (Alat Kesehatan Rehabilitasi Medis) | 2012 | 3 | Saldo |  | Baik | 1,00 | 1.662.500,00 | Kursi Roda velg jari-jari
1.3.2.07.01.12.002 | Wheel Chair (Alat Kesehatan Rehabilitasi Medis) | 2012 | 4 | Saldo |  | Baik | 1,00 | 1.662.500,00 | Kursi Roda velg jari-jari
1.3.2.07.01.12.002 | Wheel Chair (Alat Kesehatan Rehabilitasi Medis) | 2012 | 5 | Saldo |  | Baik | 1,00 | 1.662.500,00 | Kursi Roda velg jari-jari
1.3.2.07.01.12.002 | Wheel Chair (Alat Kesehatan Rehabilitasi Medis) | 2015 | 1 | Hibah Masuk | SELLA |  | 1,00 | 1.200.000,00 | Kursi Roda
1.3.2.07.01.12.002 | Wheel Chair (Alat Kesehatan Rehabilitasi Medis) | 2015 | 2 | Hibah Masuk | SELLA |  | 1,00 | 1.200.000,00 | Kursi Roda
1.3.2.07.01.12.002 | Wheel Chair (Alat Kesehatan Rehabilitasi Medis) | 2015 | 3 | Hibah Masuk | SELLA |  | 1,00 | 1.200.000,00 | Kursi Roda
1.3.2.07.01.12.002 | Wheel Chair (Alat Kesehatan Rehabilitasi Medis) | 2015 | 4 | Hibah Masuk | SELLA |  | 1,00 | 1.200.000,00 | Kursi Roda
1.3.2.07.01.12.002 | Wheel Chair (Alat Kesehatan Rehabilitasi Medis) | 2015 | 5 | Hibah Masuk | SELLA |  | 1,00 | 1.200.000,00 | Kursi Roda
1.3.2.07.01.12.002 | Wheel Chair (Alat Kesehatan Rehabilitasi Medis) | 2015 | 6 | Hibah Masuk | SELLA |  | 1,00 | 1.200.000,00 | Kursi Roda
1.3.2.07.01.12.002 | Wheel Chair (Alat Kesehatan Rehabilitasi Medis) | 2015 | 7 | Hibah Masuk | SELLA |  | 1,00 | 1.200.000,00 | Kursi Roda
1.3.2.07.01.12.002 | Wheel Chair (Alat Kesehatan Rehabilitasi Medis) | 2015 | 8 | Hibah Masuk | SELLA |  | 1,00 | 1.200.000,00 | Kursi Roda
1.3.2.07.01.12.002 | Wheel Chair (Alat Kesehatan Rehabilitasi Medis) | 2015 | 9 | Hibah Masuk | SELLA |  | 1,00 | 1.200.000,00 | Kursi Roda
1.3.2.07.01.12.002 | Wheel Chair (Alat Kesehatan Rehabilitasi Medis) | 2015 | 10 | Hibah Masuk | SELLA |  | 1,00 | 1.200.000,00 | Kursi Roda
1.3.2.07.01.12.002 | Wheel Chair (Alat Kesehatan Rehabilitasi Medis) | 2015 | 11 | Hibah Masuk | SELLA |  | 1,00 | 1.200.000,00 | Kursi Roda
1.3.2.07.01.12.002 | Wheel Chair (Alat Kesehatan Rehabilitasi Medis) | 2015 | 12 | Hibah Masuk | SELLA |  | 1,00 | 1.200.000,00 | Kursi Roda
1.3.2.07.01.12.002 | Wheel Chair (Alat Kesehatan Rehabilitasi Medis) | 2015 | 13 | Hibah Masuk | SELLA |  | 1,00 | 1.200.000,00 | Kursi Roda
1.3.2.07.01.12.002 | Wheel Chair (Alat Kesehatan Rehabilitasi Medis) | 2019 | 1 | Pembelian |  | Baik | 0,00 | 2.612.671,41 | MAK WHEEL CHAIR 31305
1.3.2.07.01.12.002 | Wheel Chair (Alat Kesehatan Rehabilitasi Medis) | 2019 | 2 | Pembelian |  | Baik | 0,00 | 2.612.671,43 | MAK WHEEL CHAIR 31305
1.3.2.07.01.12.002 | Wheel Chair (Alat Kesehatan Rehabilitasi Medis) | 2019 | 3 | Pembelian |  | Baik | 0,00 | 2.612.671,43 | MAK WHEEL CHAIR 31305
1.3.2.07.01.12.002 | Wheel Chair (Alat Kesehatan Rehabilitasi Medis) | 2019 | 4 | Pembelian |  | Baik | 0,00 | 2.612.671,43 | MAK WHEEL CHAIR 31305
1.3.2.07.01.12.002 | Wheel Chair (Alat Kesehatan Rehabilitasi Medis) | 2019 | 5 | Pembelian |  | Baik | 0,00 | 2.612.671,43 | MAK WHEEL CHAIR 31305
1.3.2.07.01.12.002 | Wheel Chair (Alat Kesehatan Rehabilitasi Medis) | 2019 | 6 | Pembelian |  | Baik | 0,00 | 2.612.671,43 | MAK WHEEL CHAIR 31305
1.3.2.07.01.12.002 | Wheel Chair (Alat Kesehatan Rehabilitasi Medis) | 2019 | 7 | Pembelian |  | Baik | 0,00 | 2.612.671,43 | MAK WHEEL CHAIR 31305
1.3.2.07.01.12.002 | Wheel Chair (Alat Kesehatan Rehabilitasi Medis) | 2019 | 8 | Pembelian |  | Baik | 0,00 | 2.612.671,43 | MAK WHEEL CHAIR 31305
1.3.2.07.01.12.002 | Wheel Chair (Alat Kesehatan Rehabilitasi Medis) | 2019 | 9 | Pembelian |  | Baik | 0,00 | 2.612.671,43 | MAK WHEEL CHAIR 31305
1.3.2.07.01.12.002 | Wheel Chair (Alat Kesehatan Rehabilitasi Medis) | 2019 | 10 | Pembelian |  | Baik | 0,00 | 2.612.671,43 | MAK WHEEL CHAIR 31305
1.3.2.07.01.12.002 | Wheel Chair (Alat Kesehatan Rehabilitasi Medis) | 2019 | 11 | Pembelian |  | Baik | 0,00 | 2.612.671,43 | MAK WHEEL CHAIR 31305
1.3.2.07.01.12.002 | Wheel Chair (Alat Kesehatan Rehabilitasi Medis) | 2019 | 12 | Pembelian |  | Baik | 0,00 | 2.612.671,43 | MAK WHEEL CHAIR 31305
1.3.2.07.01.12.002 | Wheel Chair (Alat Kesehatan Rehabilitasi Medis) | 2019 | 13 | Pembelian |  | Baik | 0,00 | 2.612.671,43 | MAK WHEEL CHAIR 31305
1.3.2.07.01.12.002 | Wheel Chair (Alat Kesehatan Rehabilitasi Medis) | 2019 | 14 | Pembelian |  | Baik | 0,00 | 2.612.671,43 | MAK WHEEL CHAIR 31305
1.3.2.07.01.12.025 | Infra Red & Ultraviolet | 2008 | 1 | Hibah Masuk | HEUSER |  | 1,00 | 54.670.000,00 | HIBAH BMN
1.3.2.07.01.12.037 | Short Wave Diathermy | 2012 | 1 | Saldo |  | Baik | 1,00 | 96.336.000,00 | Alat Terapi Elektromagnetik Kedokteran Neurologi
1.3.2.07.01.12.041 | Traction Unit | 2018 | 1 | Pembelian | ELECTRIC ORTHO TRACTION APPARATUS |  | 0,00 | 127.500.000,00 | ALAT FISIOTERAPI 2018
1.3.2.07.01.13.004 | Electro Stimulator (Alat Kedokteran Neurologi (syaraf)) | 2008 | 1 | Hibah Masuk | CHATTANOOGA |  | 1,00 | 39.050.000,00 | HIBAH BMN
1.3.2.07.01.13.005 | Patient Monitor | 2008 | 2 | Hibah Masuk | UTAS |  | 1,00 | 117.150.000,00 | HIBAH BMN
1.3.2.07.01.13.005 | Patient Monitor | 2011 | 1 | Saldo |  | Baik | 1,00 | 95.630.700,00 | Monitor Denyut jantung/ Pernapasan
1.3.2.07.01.14.001 | Electrocardiograph | 2014 | 1 | Saldo |  | Baik | 1,00 | 74.800.000,00 | EKG 12 chanel
1.3.2.07.01.14.001 | Electrocardiograph | 2015 | 1 | Pembelian | CARDIOLINE |  | 1,00 | 60.580.215,00 | Peralatan Akses Vaskuler (EKG) ICU
1.3.2.07.01.14.001 | Electrocardiograph | 2015 | 2 | Pembelian | CARDIOLINE |  | 1,00 | 60.580.215,00 | Peralatan Akses Vaskuler (EKG) ICU
1.3.2.07.01.14.001 | Electrocardiograph | 2015 | 3 | Pembelian | CARDIOLINE |  | 1,00 | 60.580.215,00 | Peralatan Akses Vaskuler (EKG) ICU
1.3.2.07.01.14.001 | Electrocardiograph | 2015 | 4 | Pembelian | FUKUDA DENSHI |  | 1,00 | 47.949.337,00 | EKG
1.3.2.07.01.14.001 | Electrocardiograph | 2015 | 5 | Pembelian | FUKUDA DENSHI |  | 1,00 | 47.949.337,00 | EKG
1.3.2.07.01.14.001 | Electrocardiograph | 2015 | 6 | Pembelian | FUKUDA DENSHI |  | 1,00 | 47.949.336,00 | EKG
1.3.2.07.01.14.001 | Electrocardiograph | 2016 | 1 | Pembelian | PHILIPS |  | 1,00 | 181.552.772,96 | Electrocardiograph
1.3.2.07.01.14.011 | Blood Gas Analyzer (Alat Kedokteran Jantung) | 2021 | 1 | Pembelian | MEDICAL EASYBLOODGAS ANALIZER AND ACCESORIS | Baik | 1,00 | 124.202.000,00 | MEDICAL EASYBLOODGAS ANALIZER AND ACCESORIS
1.3.2.07.01.14.022 | ECG 3 Channel | 2011 | 1 | Saldo |  | Baik | 1,00 | 55.440.000,00 | ECG 3 Channels
1.3.2.07.01.14.047 | Ventilator | 2015 | 1 | Pembelian | HAMILTON |  | 1,00 | 1.269.241.515,00 | Ventilator ICU
1.3.2.07.01.14.047 | Ventilator | 2016 | 1 | Pembelian | DRAEGERWERK AG& CO.KGAA |  | 1,00 | 802.800.750,00 | VENTILATOR DRAGER
1.3.2.07.01.14.057 | Mobile X-Ray Unit | 2008 | 1 | Hibah Masuk | JPI |  | 1,00 | 2.343.000,00 | HIBAH BMN
1.3.2.07.01.14.057 | Mobile X-Ray Unit | 2008 | 2 | Hibah Masuk | BAR RAY |  | 1,00 | 5.467.000,00 | HIBAH BMN
1.3.2.07.01.14.057 | Mobile X-Ray Unit | 2008 | 3 | Hibah Masuk | BAR RAY |  | 1,00 | 5.467.000,00 | HIBAH BMN
1.3.2.07.01.14.057 | Mobile X-Ray Unit | 2008 | 5 | Hibah Masuk | NR |  | 1,00 | 13.277.000,00 | HIBAH BMN
1.3.2.07.01.15.005 | Bucky Stand | 2008 | 1 | Hibah Masuk | SHIMADZU |  | 1,00 | 93.720.000,00 | HIBAH BMN
1.3.2.07.01.15.005 | Bucky Stand | 2008 | 2 | Hibah Masuk | SHIMADZU |  | 1,00 | 170.104.000,00 | HIBAH BMN
1.3.2.07.01.15.005 | Bucky Stand | 2016 | 1 | Pembelian | lokal |  | 1,00 | 4.504.500,00 | Bucky Stand Manual Radiology
1.3.2.07.01.15.006 | Cassete Film (Alat Kedokteran Radiodiagnostic) | 2014 | 1 | Saldo |  | Baik | 1,00 | 6.710.000,00 | Caset Film 35x43
1.3.2.07.01.15.014 | X-Ray Mobile Unit | 2018 | 1 | Pembelian |  | Baik | 0,00 | 2.328.113.761,00 | DIGITAL RADIOGRAFI RSUD DAK 2018
1.3.2.07.01.15.016 | Basic Radiography System | 2008 | 1 | Hibah Masuk | JPI |  | 1,00 | 3.905.000,00 | HIBAH BMN
1.3.2.07.01.15.016 | Basic Radiography System | 2008 | 2 | Hibah Masuk | JPI |  | 1,00 | 3.905.000,00 | HIBAH BMN
1.3.2.07.01.15.016 | Basic Radiography System | 2008 | 3 | Hibah Masuk | JPI |  | 1,00 | 3.905.000,00 | HIBAH BMN
1.3.2.07.01.15.016 | Basic Radiography System | 2008 | 4 | Hibah Masuk | JPI |  | 1,00 | 3.592.600,00 | HIBAH BMN
1.3.2.07.01.15.016 | Basic Radiography System | 2008 | 5 | Hibah Masuk | JPI |  | 1,00 | 3.592.600,00 | HIBAH BMN
1.3.2.07.01.15.016 | Basic Radiography System | 2008 | 6 | Hibah Masuk | JPI |  | 1,00 | 3.592.600,00 | HIBAH BMN
1.3.2.07.01.15.016 | Basic Radiography System | 2008 | 7 | Hibah Masuk | JPI |  | 1,00 | 2.655.400,00 | HIBAH BMN
1.3.2.07.01.15.016 | Basic Radiography System | 2008 | 8 | Hibah Masuk | JPI |  | 1,00 | 2.655.400,00 | HIBAH BMN
1.3.2.07.01.15.016 | Basic Radiography System | 2008 | 9 | Hibah Masuk | JPI |  | 1,00 | 2.655.400,00 | HIBAH BMN
1.3.2.07.01.15.016 | Basic Radiography System | 2008 | 11 | Hibah Masuk | JPI |  | 1,00 | 2.030.600,00 | HIBAH BMN
1.3.2.07.01.15.016 | Basic Radiography System | 2008 | 12 | Hibah Masuk | JPI |  | 1,00 | 2.030.600,00 | HIBAH BMN
1.3.2.07.01.15.016 | Basic Radiography System | 2008 | 13 | Hibah Masuk | JPI |  | 1,00 | 2.030.600,00 | HIBAH BMN
1.3.2.07.01.15.016 | Basic Radiography System | 2008 | 14 | Hibah Masuk | JPI |  | 1,00 | 2.030.600,00 | HIBAH BMN
1.3.2.07.01.15.027 | Dental Panaromic | 2021 | 1 | Pembelian | ORTHOPANTOMOGRAPH OP 300 3 IN 1 PANO PLUS 3D | Baik | 1,00 | 1.533.764.000,00 | DIGITAL PANORAMIC IMAGING SYSTEM OP300
1.3.2.07.01.15.037 | Dst.... | 2007 | 8 | Hibah Masuk | AIRSEP USA |  | 1,00 | 497.500.000,00 | HIBAH BMN
1.3.2.07.01.15.037 | Dst.... | 2008 | 1 | Hibah Masuk | JPI |  | 1,00 | 2.655.400,00 | HIBAH BMN
1.3.2.07.01.15.037 | Dst.... | 2008 | 2 | Hibah Masuk | JPI |  | 1,00 | 2.655.400,00 | HIBAH BMN
1.3.2.07.01.15.037 | Dst.... | 2008 | 6 | Hibah Masuk | JPI |  | 1,00 | 2.805.000,00 | HIBAH BMN
1.3.2.07.01.15.037 | Dst.... | 2008 | 7 | Hibah Masuk | GENY |  | 1,00 | 1.650.000,00 | HIBAH BMN
1.3.2.07.01.15.038 | Lampu Kamar Gelap | 2007 | 1 | Saldo |  | Baik | 1,00 | 1.000.000,00 | Lampu Kamar Gelap
1.3.2.07.01.15.039 | Surveimeter Gamma | 2018 | 1 | Pembelian |  | Baik | 0,00 | 62.486.000,00 | ALAT UKUR RADIASI DANA DAK 2018
1.3.2.07.01.15.040 | TLD Casette | 2019 | 1 | Pembelian |  | Baik | 0,00 | 2.000.000,00 | TLD RADIOLOGI RSUD
1.3.2.07.01.15.040 | TLD Casette | 2019 | 2 | Pembelian |  | Baik | 0,00 | 2.000.000,00 | TLD RADIOLOGI RSUD
1.3.2.07.01.15.040 | TLD Casette | 2019 | 3 | Pembelian |  | Baik | 0,00 | 2.000.000,00 | TLD RADIOLOGI RSUD
1.3.2.07.01.15.040 | TLD Casette | 2019 | 4 | Pembelian |  | Baik | 0,00 | 2.000.000,00 | TLD RADIOLOGI RSUD
1.3.2.07.01.15.040 | TLD Casette | 2019 | 5 | Pembelian |  | Baik | 0,00 | 2.000.000,00 | TLD RADIOLOGI RSUD
1.3.2.07.01.15.040 | TLD Casette | 2019 | 6 | Pembelian |  | Baik | 0,00 | 715.000,00 | TLD CASSETE
1.3.2.07.01.15.040 | TLD Casette | 2019 | 7 | Pembelian |  | Baik | 0,00 | 715.000,00 | TLD CASSETE
1.3.2.07.01.15.040 | TLD Casette | 2019 | 8 | Pembelian |  | Baik | 0,00 | 715.000,00 | TLD CASSETE
1.3.2.07.01.15.040 | TLD Casette | 2019 | 9 | Pembelian |  | Baik | 0,00 | 715.000,00 | TLD CASSETE
1.3.2.07.01.15.040 | TLD Casette | 2019 | 10 | Pembelian |  | Baik | 0,00 | 715.000,00 | TLD CASSETE
1.3.2.07.01.15.040 | TLD Casette | 2019 | 11 | Pembelian |  | Baik | 0,00 | 715.000,00 | TLD CASSETE
1.3.2.07.01.15.040 | TLD Casette | 2019 | 12 | Pembelian |  | Baik | 0,00 | 715.000,00 | TLD CASSETE
1.3.2.07.01.15.040 | TLD Casette | 2019 | 13 | Pembelian |  | Baik | 0,00 | 715.000,00 | TLD CASSETE
1.3.2.07.01.15.040 | TLD Casette | 2021 | 1 | BLUD | TLD BETA GAMMA BARC | Baik | 1,00 | 660.000,00 | TLD BETA GAMMA BARC
1.3.2.07.01.15.040 | TLD Casette | 2021 | 2 | BLUD | TLD BETA GAMMA BARC | Baik | 1,00 | 660.000,00 | TLD BETA GAMMA BARC
1.3.2.07.01.15.040 | TLD Casette | 2021 | 3 | BLUD | TLD BETA GAMMA BARC | Baik | 1,00 | 660.000,00 | TLD BETA GAMMA BARC
1.3.2.07.01.15.040 | TLD Casette | 2021 | 4 | BLUD | TLD BETA GAMMA BARC | Baik | 1,00 | 660.000,00 | TLD BETA GAMMA BARC
1.3.2.07.01.15.040 | TLD Casette | 2021 | 5 | BLUD | TLD BETA GAMMA BARC | Baik | 1,00 | 660.000,00 | TLD BETA GAMMA BARC
1.3.2.07.01.15.040 | TLD Casette | 2021 | 6 | BLUD | TLD BETA GAMMA BARC | Baik | 1,00 | 660.000,00 | TLD BETA GAMMA BARC
1.3.2.07.01.15.040 | TLD Casette | 2021 | 7 | BLUD | TLD BETA GAMMA BARC | Baik | 1,00 | 660.000,00 | TLD BETA GAMMA BARC
1.3.2.07.01.15.040 | TLD Casette | 2021 | 8 | BLUD | TLD BETA GAMMA BARC | Baik | 1,00 | 660.000,00 | TLD BETA GAMMA BARC
1.3.2.07.01.15.040 | TLD Casette | 2021 | 9 | BLUD | TLD BETA GAMMA BARC | Baik | 1,00 | 660.000,00 | TLD BETA GAMMA BARC
1.3.2.07.01.15.040 | TLD Casette | 2021 | 10 | BLUD | TLD BETA GAMMA BARC | Baik | 1,00 | 660.000,00 | TLD BETA GAMMA BARC
1.3.2.07.01.15.040 | TLD Casette | 2021 | 11 | BLUD | TLD BETA GAMMA BARC | Baik | 1,00 | 660.000,00 | TLD BETA GAMMA BARC
1.3.2.07.01.15.040 | TLD Casette | 2021 | 12 | BLUD | TLD BETA GAMMA BARC | Baik | 1,00 | 660.000,00 | TLD BETA GAMMA BARC
1.3.2.07.01.15.040 | TLD Casette | 2021 | 13 | BLUD | TLD BETA GAMMA BARC | Baik | 1,00 | 660.000,00 | TLD BETA GAMMA BARC
1.3.2.07.01.15.040 | TLD Casette | 2021 | 14 | BLUD | TLD BETA GAMMA BARC | Baik | 1,00 | 660.000,00 | TLD BETA GAMMA BARC
1.3.2.07.01.15.041 | Diagnostic X Ray | 2018 | 1 | Pembelian |  | Baik | 0,00 | 8.485.000,00 | X-RAY VIEWER DANA DAK RSUD 2018
1.3.2.07.01.15.041 | Diagnostic X Ray | 2018 | 2 | Pembelian |  | Baik | 0,00 | 8.484.000,00 | X-RAY VIEWER DANA DAK RSUD 2018
1.3.2.07.01.15.041 | Diagnostic X Ray | 2018 | 3 | Pembelian |  | Baik | 0,00 | 8.484.000,00 | X-RAY VIEWER DANA DAK RSUD 2018
1.3.2.07.01.15.042 | Film hangers | 2007 | 1 | Saldo |  | Baik | 1,00 | 500.000,00 | hanger film
1.3.2.07.01.15.042 | Film hangers | 2008 | 1 | Hibah Masuk |  |  | 1,00 | 781.000,00 | HIBAH BMN
1.3.2.07.01.15.042 | Film hangers | 2008 | 2 | Hibah Masuk |  |  | 1,00 | 781.000,00 | HIBAH BMN
1.3.2.07.01.15.042 | Film hangers | 2008 | 3 | Hibah Masuk |  |  | 1,00 | 781.000,00 | HIBAH BMN
1.3.2.07.01.15.042 | Film hangers | 2008 | 4 | Hibah Masuk |  |  | 1,00 | 781.000,00 | HIBAH BMN
1.3.2.07.01.15.042 | Film hangers | 2008 | 5 | Hibah Masuk |  |  | 1,00 | 781.000,00 | HIBAH BMN
1.3.2.07.01.15.042 | Film hangers | 2008 | 6 | Hibah Masuk |  |  | 1,00 | 781.000,00 | HIBAH BMN
1.3.2.07.01.15.042 | Film hangers | 2008 | 7 | Hibah Masuk |  |  | 1,00 | 781.000,00 | HIBAH BMN
1.3.2.07.01.15.042 | Film hangers | 2008 | 8 | Hibah Masuk |  |  | 1,00 | 781.000,00 | HIBAH BMN
1.3.2.07.01.15.042 | Film hangers | 2008 | 9 | Hibah Masuk |  |  | 1,00 | 781.000,00 | HIBAH BMN
1.3.2.07.01.15.042 | Film hangers | 2008 | 10 | Hibah Masuk |  |  | 1,00 | 781.000,00 | HIBAH BMN
1.3.2.07.01.15.042 | Film hangers | 2008 | 11 | Hibah Masuk |  |  | 1,00 | 781.000,00 | HIBAH BMN
1.3.2.07.01.15.042 | Film hangers | 2008 | 12 | Hibah Masuk |  |  | 1,00 | 781.000,00 | HIBAH BMN
1.3.2.07.01.15.043 | X ray Caliper | 2015 | 1 | Pembelian | Lokal |  | 1,00 | 9.295.000,00 | Lysholm Grid
1.3.2.07.01.15.044 | Screen Green + Attechement | 2007 | 1 | Saldo |  | Baik | 1,00 | 7.500.000,00 | Cassete + Screen Green
1.3.2.07.01.21.022 | Emergency Kit | 2014 | 1 | Saldo |  | Baik | 1,00 | 3.381.481,00 | Emergency Set
1.3.2.07.01.21.022 | Emergency Kit | 2014 | 2 | Saldo |  | Baik | 1,00 | 3.381.482,00 | Emergency Set
1.3.2.07.01.21.022 | Emergency Kit | 2014 | 3 | Saldo |  | Baik | 1,00 | 3.381.484,00 | Emergency Set
1.3.2.07.01.21.022 | Emergency Kit | 2019 | 1 | Pembelian |  | Baik | 0,00 | 25.718.300,00 | BIAYA ASET
1.3.2.07.01.21.022 | Emergency Kit | 2019 | 2 | Pembelian |  | Baik | 0,00 | 3.750.750,00 | OPTHALMOSCOP DAN OTOSCOPE
1.3.2.07.01.21.022 | Emergency Kit | 2019 | 3 | Pembelian |  | Baik | 0,00 | 3.750.750,00 | OPTHALMOSCOP DAN OTOSCOPE
1.3.2.07.01.21.022 | Emergency Kit | 2019 | 4 | Pembelian |  | Baik | 0,00 | 3.750.750,00 | OPTHALMOSCOP DAN OTOSCOPE
1.3.2.07.01.21.022 | Emergency Kit | 2019 | 5 | Pembelian |  | Baik | 0,00 | 3.750.750,00 | OPTHALMOSCOP DAN OTOSCOPE
1.3.2.07.01.21.022 | Emergency Kit | 2019 | 6 | Pembelian |  | Baik | 0,00 | 19.306.600,00 | RITA LEIBINGER HERNIOTOMY
1.3.2.07.01.21.042 | Patient Strecher | 2021 | 1 | Pembelian | PLATINUM INSPERATION | Baik | 1,00 | 26.967.000,00 | EMERGENCY STRECHER PI 1000 MS
1.3.2.07.01.21.042 | Patient Strecher | 2021 | 2 | Pembelian | PLATINUM INSPERATION | Baik | 1,00 | 26.967.000,00 | EMERGENCY STRECHER PI 1000 MS
1.3.2.07.01.21.042 | Patient Strecher | 2021 | 3 | Pembelian | PLATINUM INSPERATION | Baik | 1,00 | 26.967.000,00 | EMERGENCY STRECHER PI 1000 MS
1.3.2.07.01.21.042 | Patient Strecher | 2021 | 4 | Pembelian | PLATINUM INSPERATION | Baik | 1,00 | 26.967.000,00 | EMERGENCY STRECHER PI 1000 MS
1.3.2.07.01.21.042 | Patient Strecher | 2021 | 5 | Pembelian | KARIXA | Baik | 1,00 | 27.722.300,00 | FOLDING STRECHER KA 15 12 BSS
1.3.2.07.01.21.042 | Patient Strecher | 2021 | 6 | Pembelian | KARIXA | Baik | 1,00 | 27.722.300,00 | FOLDING STRECHER KA 15 12 BSS
1.3.2.07.01.21.049 | Wheel Chair (Alat Kedokteran Gawat Darurat) | 2021 | 1 | Pembelian | KAWAMURA STANDART | Baik | 1,00 | 4.710.300,00 | STANDART ALUMUNIUM WHEELCHAIR
1.3.2.07.01.21.049 | Wheel Chair (Alat Kedokteran Gawat Darurat) | 2021 | 2 | Pembelian | AXION | Baik | 1,00 | 4.710.300,00 | BM STANDRT ALUMUNIUM WHEEL CHAIR
1.3.2.07.01.21.049 | Wheel Chair (Alat Kedokteran Gawat Darurat) | 2021 | 3 | Pembelian | AXION | Baik | 1,00 | 4.710.300,00 | BM STANDRT ALUMUNIUM WHEEL CHAIR
1.3.2.07.01.21.050 | Dst.... | 2021 | 1 | Pembelian | BRANKAR JENAZAH MARTUARYCARRIAGE | Baik | 1,00 | 18.000.000,00 | BRANKAR JENAZAH MARTUARY CARRIAGE IGD
1.3.2.07.01.21.051 | Syringe Pump | 2016 | 1 | Pembelian | TERUMO |  | 1,00 | 17.019.200,00 | SYRINGE PUMP
1.3.2.07.01.21.051 | Syringe Pump | 2016 | 2 | Pembelian | TERUMO |  | 1,00 | 17.019.200,00 | SYRINGE PUMP
1.3.2.07.01.21.051 | Syringe Pump | 2016 | 3 | Pembelian | TERUMO |  | 1,00 | 17.019.200,00 | SYRINGE PUMP
1.3.2.07.01.21.051 | Syringe Pump | 2018 | 1 | Pembelian | PEPUSOR COMPACT S / B BRAUN |  | 0,00 | 16.771.646,00 | ALAT KEDOKTERAN GAWAT DARURAT DANA DAK 2018
1.3.2.07.01.21.051 | Syringe Pump | 2018 | 2 | Pembelian | PEPUSOR COMPACT S / B BRAUN |  | 0,00 | 16.771.638,00 | ALAT KEDOKTERAN GAWAT DARURAT DANA DAK 2018
1.3.2.07.01.21.051 | Syringe Pump | 2018 | 3 | Pembelian | PEPUSOR COMPACT S / B BRAUN |  | 0,00 | 16.771.638,00 | ALAT KEDOKTERAN GAWAT DARURAT DANA DAK 2018
1.3.2.07.01.21.051 | Syringe Pump | 2018 | 4 | Pembelian | PEPUSOR COMPACT S / B BRAUN |  | 0,00 | 16.771.638,00 | ALAT KEDOKTERAN GAWAT DARURAT DANA DAK 2018
1.3.2.07.01.21.051 | Syringe Pump | 2018 | 5 | Pembelian | PEPUSOR COMPACT S / B BRAUN |  | 0,00 | 16.771.638,00 | ALAT KEDOKTERAN GAWAT DARURAT DANA DAK 2018
1.3.2.07.01.21.051 | Syringe Pump | 2018 | 6 | Pembelian | PEPUSOR COMPACT S / B BRAUN |  | 0,00 | 16.771.638,00 | ALAT KEDOKTERAN GAWAT DARURAT DANA DAK 2018
1.3.2.07.01.21.051 | Syringe Pump | 2018 | 7 | Pembelian | PEPUSOR COMPACT S / B BRAUN |  | 0,00 | 16.771.638,00 | ALAT KEDOKTERAN GAWAT DARURAT DANA DAK 2018
1.3.2.07.01.21.051 | Syringe Pump | 2018 | 8 | Pembelian | PEPUSOR COMPACT S / B BRAUN |  | 0,00 | 16.771.638,00 | ALAT KEDOKTERAN GAWAT DARURAT DANA DAK 2018
1.3.2.07.01.21.051 | Syringe Pump | 2018 | 9 | Pembelian | PEPUSOR COMPACT S / B BRAUN |  | 0,00 | 16.771.638,00 | ALAT KEDOKTERAN GAWAT DARURAT DANA DAK 2018
1.3.2.07.01.21.052 | Electrocardiograph | 2018 | 1 | Pembelian |  | Baik | 0,00 | 48.616.010,00 | DANA DAK RSUD 2018
1.3.2.07.01.21.052 | Electrocardiograph | 2018 | 2 | Pembelian |  | Baik | 0,00 | 48.616.000,00 | DANA DAK RSUD 2018
1.3.2.07.01.21.052 | Electrocardiograph | 2018 | 3 | Pembelian |  | Baik | 0,00 | 48.616.000,00 | DANA DAK RSUD 2018
1.3.2.07.01.21.053 | Instrument Trolley | 2007 | 3 | Hibah Masuk | KARIIXA |  | 1,00 | 5.970.000,00 | HIBAH BMN 30/10/2017
1.3.2.07.01.21.053 | Instrument Trolley | 2007 | 4 | Hibah Masuk | KARIIXA |  | 1,00 | 5.970.000,00 | HIBAH BMN 30/10/2017
1.3.2.07.01.21.053 | Instrument Trolley | 2007 | 5 | Hibah Masuk | KARIIXA |  | 1,00 | 5.970.000,00 | HIBAH BMN 30/10/2017
1.3.2.07.01.21.053 | Instrument Trolley | 2008 | 1 | Hibah Masuk | MAK |  | 1,00 | 5.500.000,00 | HIBAH BMN 30/10/2017
1.3.2.07.01.21.053 | Instrument Trolley | 2008 | 2 | Hibah Masuk | MAK |  | 1,00 | 5.500.000,00 | HIBAH BMN 30/10/2017
1.3.2.07.01.21.053 | Instrument Trolley | 2019 | 1 | Pembelian |  | Baik | 0,00 | 8.383.500,00 | MAK EMERGENCYTROLLLEY 36603
1.3.2.07.01.21.053 | Instrument Trolley | 2019 | 2 | Pembelian |  | Baik | 0,00 | 8.383.500,00 | MAK EMERGENCYTROLLLEY 36603
1.3.2.07.01.21.054 | Defibrillator | 2015 | 1 | Pembelian | MINDRAY |  | 1,00 | 268.157.915,00 | Defibrilator (Alat Pacu Jantung) ICU
1.3.2.07.01.21.054 | Defibrillator | 2015 | 2 | Pembelian | MINDRAY |  | 1,00 | 268.157.915,00 | Defibrilator (Alat Pacu Jantung) ICU
1.3.2.07.01.21.054 | Defibrillator | 2019 | 1 | Pembelian |  | Baik | 0,00 | 55.698.000,00 | DEFIBRILATOR IGD RSUD
1.3.2.07.01.21.054 | Defibrillator | 2019 | 2 | Pembelian |  | Baik | 0,00 | 206.375.000,00 | DEFRIBIATOR IGD
1.3.2.07.01.21.055 | Bed Side Monitor | 2008 | 1 | Hibah Masuk | KARIXA |  | 1,00 | 3.080.000,00 | HIBAH BMN
1.3.2.07.01.21.055 | Bed Side Monitor | 2008 | 2 | Hibah Masuk | KARIXA |  | 1,00 | 3.080.000,00 | HIBAH BMN
1.3.2.07.01.21.055 | Bed Side Monitor | 2008 | 3 | Hibah Masuk | KARIXA |  | 1,00 | 3.080.000,00 | HIBAH BMN
1.3.2.07.01.21.055 | Bed Side Monitor | 2008 | 4 | Hibah Masuk | KARIXA |  | 1,00 | 3.080.000,00 | HIBAH BMN
1.3.2.07.01.21.055 | Bed Side Monitor | 2008 | 5 | Hibah Masuk | KARIXA |  | 1,00 | 3.080.000,00 | HIBAH BMN
1.3.2.07.01.21.055 | Bed Side Monitor | 2008 | 6 | Hibah Masuk | KARIXA |  | 1,00 | 3.080.000,00 | HIBAH BMN
1.3.2.07.01.21.055 | Bed Side Monitor | 2008 | 7 | Hibah Masuk | KARIXA |  | 1,00 | 3.080.000,00 | HIBAH BMN
1.3.2.07.01.21.055 | Bed Side Monitor | 2008 | 8 | Hibah Masuk | KARIXA |  | 1,00 | 3.080.000,00 | HIBAH BMN
1.3.2.07.01.21.055 | Bed Side Monitor | 2008 | 9 | Hibah Masuk | KARIXA |  | 1,00 | 3.080.000,00 | HIBAH BMN
1.3.2.07.01.21.055 | Bed Side Monitor | 2008 | 10 | Hibah Masuk | KARIXA |  | 1,00 | 3.080.000,00 | HIBAH BMN
1.3.2.07.01.21.055 | Bed Side Monitor | 2008 | 11 | Hibah Masuk | KARIXA |  | 1,00 | 3.080.000,00 | HIBAH BMN
1.3.2.07.01.21.055 | Bed Side Monitor | 2008 | 12 | Hibah Masuk | KARIXA |  | 1,00 | 3.080.000,00 | HIBAH BMN
1.3.2.07.01.21.055 | Bed Side Monitor | 2008 | 13 | Hibah Masuk | KARIXA |  | 1,00 | 3.080.000,00 | HIBAH BMN
1.3.2.07.01.21.055 | Bed Side Monitor | 2008 | 14 | Hibah Masuk | KARIXA |  | 1,00 | 3.080.000,00 | HIBAH BMN
1.3.2.07.01.21.055 | Bed Side Monitor | 2008 | 15 | Hibah Masuk | KARIXA |  | 1,00 | 3.080.000,00 | HIBAH BMN
1.3.2.07.01.21.055 | Bed Side Monitor | 2008 | 16 | Hibah Masuk | KARIXA |  | 1,00 | 3.080.000,00 | HIBAH BMN
1.3.2.07.01.21.055 | Bed Side Monitor | 2008 | 17 | Hibah Masuk | KARIXA |  | 1,00 | 3.080.000,00 | HIBAH BMN
1.3.2.07.01.21.055 | Bed Side Monitor | 2008 | 18 | Hibah Masuk | KARIXA |  | 1,00 | 3.080.000,00 | HIBAH BMN
1.3.2.07.01.21.055 | Bed Side Monitor | 2008 | 19 | Hibah Masuk | KARIXA |  | 1,00 | 3.080.000,00 | HIBAH BMN
1.3.2.07.01.21.055 | Bed Side Monitor | 2008 | 20 | Hibah Masuk | KARIXA |  | 1,00 | 3.080.000,00 | HIBAH BMN
1.3.2.07.01.21.055 | Bed Side Monitor | 2008 | 21 | Hibah Masuk | KARIXA |  | 1,00 | 3.080.000,00 | HIBAH BMN
1.3.2.07.01.21.055 | Bed Side Monitor | 2008 | 22 | Hibah Masuk | KARIXA |  | 1,00 | 3.080.000,00 | HIBAH BMN
1.3.2.07.01.21.055 | Bed Side Monitor | 2008 | 23 | Hibah Masuk | KARIXA |  | 1,00 | 3.080.000,00 | HIBAH BMN
1.3.2.07.01.21.055 | Bed Side Monitor | 2008 | 24 | Hibah Masuk | KARIXA |  | 1,00 | 3.080.000,00 | HIBAH BMN
1.3.2.07.01.21.055 | Bed Side Monitor | 2008 | 25 | Hibah Masuk | KARIXA |  | 1,00 | 3.080.000,00 | HIBAH BMN
1.3.2.07.01.21.055 | Bed Side Monitor | 2015 | 1 | Pembelian | INFINIUM |  | 1,00 | 332.201.015,00 | PASIEN MONITOR
1.3.2.07.01.21.055 | Bed Side Monitor | 2015 | 2 | Pembelian | INFINIUM |  | 1,00 | 332.201.015,00 | PASIEN MONITOR
1.3.2.07.01.21.055 | Bed Side Monitor | 2015 | 3 | Pembelian | INFINIUM |  | 1,00 | 332.201.015,00 | PASIEN MONITOR
1.3.2.07.01.21.055 | Bed Side Monitor | 2018 | 26 | Pembelian | PATIENT MONITOR MEK ICS |  | 0,00 | 63.300.000,00 | PATIENT MONITOR DAK RSUD 2018
1.3.2.07.01.21.055 | Bed Side Monitor | 2018 | 27 | Pembelian | PATIENT MONITOR MEK ICS |  | 0,00 | 63.300.000,00 | PATIENT MONITOR DAK RSUD 2018
1.3.2.07.01.21.055 | Bed Side Monitor | 2018 | 28 | Pembelian | PATIENT MONITOR MEK ICS |  | 0,00 | 63.300.000,00 | PATIENT MONITOR DAK RSUD 2018
1.3.2.07.01.21.055 | Bed Side Monitor | 2018 | 29 | Pembelian | PATIENT MONITOR MEK ICS |  | 0,00 | 63.300.000,00 | PATIENT MONITOR DAK RSUD 2018
1.3.2.07.01.21.055 | Bed Side Monitor | 2018 | 30 | Pembelian | PATIENT MONITOR MEK ICS |  | 0,00 | 63.300.000,00 | PATIENT MONITOR DAK RSUD 2018
1.3.2.07.01.21.055 | Bed Side Monitor | 2018 | 31 | Pembelian | PATIENT MONITOR MEK ICS |  | 0,00 | 63.300.000,00 | PATIENT MONITOR DAK RSUD 2018
1.3.2.07.01.21.055 | Bed Side Monitor | 2018 | 32 | Pembelian | PATIENT MONITOR MEK ICS |  | 0,00 | 63.300.000,00 | PATIENT MONITOR DAK RSUD 2018
1.3.2.07.01.21.055 | Bed Side Monitor | 2018 | 33 | Pembelian | PATIENT MONITOR MEK ICS |  | 0,00 | 63.300.000,00 | PATIENT MONITOR DAK RSUD 2018
1.3.2.07.01.21.055 | Bed Side Monitor | 2018 | 34 | Pembelian | PATIENT MONITOR MEK ICS |  | 0,00 | 63.300.000,00 | PATIENT MONITOR DAK RSUD 2018
1.3.2.07.01.21.055 | Bed Side Monitor | 2018 | 35 | Pembelian | PATIENT MONITOR MEK ICS |  | 0,00 | 63.300.000,00 | PATIENT MONITOR DAK RSUD 2018
1.3.2.07.01.21.055 | Bed Side Monitor | 2018 | 36 | Pembelian | PATIENT MONITOR MEK ICS |  | 0,00 | 63.300.000,00 | PATIENT MONITOR DAK RSUD 2018
1.3.2.07.01.21.055 | Bed Side Monitor | 2018 | 37 | Pembelian | PATIENT MONITOR MEK ICS |  | 0,00 | 63.300.000,00 | PATIENT MONITOR DAK RSUD 2018
1.3.2.07.01.21.055 | Bed Side Monitor | 2019 | 1 | Pembelian |  | Baik | 0,00 | 59.065.000,00 | PATIENT MONITOR UTAS
1.3.2.07.01.21.055 | Bed Side Monitor | 2019 | 2 | Pembelian |  | Baik | 0,00 | 59.065.000,00 | PATIENT MONITOR UTAS
1.3.2.07.01.21.056 | Suction Pump | 2014 | 1 | Saldo |  | Baik | 1,00 | 2.585.000,00 | Suction Portable
1.3.2.07.01.21.056 | Suction Pump | 2015 | 1 | Pembelian | BMX-1 |  | 1,00 | 2.904.000,00 | Suction Pump Portable Diagram Aspirator BMX-1
1.3.2.07.01.21.056 | Suction Pump | 2015 | 2 | Pembelian | BMX-1 |  | 1,00 | 2.904.000,00 | Suction Pump Portable Diagram Aspirator BMX-1
1.3.2.07.01.21.056 | Suction Pump | 2015 | 3 | Pembelian | BMX-1 |  | 1,00 | 2.904.000,00 | Suction Pump Portable Diagram Aspirator BMX-1
1.3.2.07.01.21.056 | Suction Pump | 2015 | 4 | Pembelian | BMX-1 |  | 1,00 | 2.904.000,00 | Suction Pump Portable Diagram Aspirator BMX-1
1.3.2.07.01.21.056 | Suction Pump | 2015 | 5 | Pembelian | BMX-1 |  | 1,00 | 2.904.000,00 | Suction Pump Portable Diagram Aspirator BMX-1
1.3.2.07.01.21.056 | Suction Pump | 2015 | 6 | Pembelian | BMX-1 |  | 1,00 | 2.904.000,00 | Suction Pump Portable Diagram Aspirator BMX-1
1.3.2.07.01.21.056 | Suction Pump | 2015 | 7 | Pembelian | SERENITY |  | 1,00 | 59.248.115,00 | Suction Pump ICU
1.3.2.07.01.21.056 | Suction Pump | 2015 | 8 | Pembelian | SERENITY |  | 1,00 | 59.248.115,00 | Suction Pump ICU
1.3.2.07.01.21.056 | Suction Pump | 2015 | 9 | Pembelian | SERENITY |  | 1,00 | 59.248.115,00 | Suction Pump ICU
1.3.2.07.01.21.056 | Suction Pump | 2016 | 1 | Pembelian | INFINITY |  | 1,00 | 27.000.000,00 | Suction Aspirator
1.3.2.07.01.21.056 | Suction Pump | 2016 | 2 | Pembelian | INFINITY |  | 1,00 | 27.000.000,00 | Suction Aspirator
1.3.2.07.01.21.056 | Suction Pump | 2018 | 1 | Pembelian | SIMEX SUCTION PUMP PORTABLE S 20 |  | 0,00 | 11.281.564,00 | ALAT KEDOKTERAN UMUM DANA DAK 2018
1.3.2.07.01.21.056 | Suction Pump | 2018 | 2 | Pembelian | SIMEX SUCTION PUMP PORTABLE S 20 |  | 0,00 | 11.281.564,00 | ALAT KEDOKTERAN UMUM DANA DAK 2018
1.3.2.07.01.21.056 | Suction Pump | 2018 | 3 | Pembelian | SIMEX SUCTION PUMP PORTABLE S 20 |  | 0,00 | 11.281.564,00 | ALAT KEDOKTERAN UMUM DANA DAK 2018
1.3.2.07.01.21.056 | Suction Pump | 2018 | 4 | Pembelian | SIMEX SUCTION PUMP PORTABLE S 20 |  | 0,00 | 11.281.564,00 | ALAT KEDOKTERAN UMUM DANA DAK 2018
1.3.2.07.01.21.074 | Convective Warmer | 2019 | 1 | Pembelian |  | Baik | 0,00 | 41.750.000,00 | BIAYA ASET
1.3.2.07.01.21.074 | Convective Warmer | 2019 | 2 | Pembelian |  | Baik | 0,00 | 41.750.000,00 | BIAYA ASET
1.3.2.07.01.21.075 | Infusion Pump | 2015 | 1 | Pembelian | SK Medical |  | 1,00 | 24.450.715,00 | Infus Pump ICU
1.3.2.07.01.21.075 | Infusion Pump | 2015 | 2 | Pembelian | SK Medical |  | 1,00 | 24.450.715,00 | Infus Pump ICU
1.3.2.07.01.21.075 | Infusion Pump | 2016 | 1 | Pembelian | TERUMO |  | 1,00 | 24.909.060,00 | INFUSION PUMP
1.3.2.07.01.21.075 | Infusion Pump | 2016 | 2 | Pembelian | TERUMO |  | 1,00 | 24.909.060,00 | INFUSION PUMP
1.3.2.07.01.21.075 | Infusion Pump | 2016 | 3 | Pembelian | TERUMO |  | 1,00 | 24.909.060,00 | INFUSION PUMP
1.3.2.07.01.21.075 | Infusion Pump | 2018 | 1 | Pembelian | INFUSOMAT P / B BRAUN |  | 0,00 | 22.286.112,00 | ALAT KEDOKTERAN GAWAT DARURAT DANA DAK 2018
1.3.2.07.01.21.075 | Infusion Pump | 2018 | 2 | Pembelian | INFUSOMAT P / B BRAUN |  | 0,00 | 22.286.111,00 | ALAT KEDOKTERAN GAWAT DARURAT DANA DAK 2018
1.3.2.07.01.21.075 | Infusion Pump | 2018 | 3 | Pembelian | INFUSOMAT P / B BRAUN |  | 0,00 | 22.286.111,00 | ALAT KEDOKTERAN GAWAT DARURAT DANA DAK 2018
1.3.2.07.01.21.075 | Infusion Pump | 2018 | 4 | Pembelian | INFUSOMAT P / B BRAUN |  | 0,00 | 22.286.111,00 | ALAT KEDOKTERAN GAWAT DARURAT DANA DAK 2018
1.3.2.07.01.21.075 | Infusion Pump | 2018 | 5 | Pembelian | INFUSOMAT P / B BRAUN |  | 0,00 | 22.286.111,00 | ALAT KEDOKTERAN GAWAT DARURAT DANA DAK 2018
1.3.2.07.01.21.075 | Infusion Pump | 2018 | 6 | Pembelian | INFUSOMAT P / B BRAUN |  | 0,00 | 22.286.111,00 | ALAT KEDOKTERAN GAWAT DARURAT DANA DAK 2018
1.3.2.07.01.21.075 | Infusion Pump | 2018 | 7 | Pembelian | INFUSOMAT P / B BRAUN |  | 0,00 | 22.286.111,00 | ALAT KEDOKTERAN GAWAT DARURAT DANA DAK 2018
1.3.2.07.01.21.075 | Infusion Pump | 2018 | 8 | Pembelian | INFUSOMAT P / B BRAUN |  | 0,00 | 22.286.111,00 | ALAT KEDOKTERAN GAWAT DARURAT DANA DAK 2018
1.3.2.07.01.21.075 | Infusion Pump | 2018 | 9 | Pembelian | INFUSOMAT P / B BRAUN |  | 0,00 | 22.286.111,00 | ALAT KEDOKTERAN GAWAT DARURAT DANA DAK 2018
1.3.2.07.01.21.075 | Infusion Pump | 2019 | 1 | Pembelian |  | Baik | 0,00 | 16.728.200,00 | BIAYA ASET
1.3.2.07.01.21.075 | Infusion Pump | 2019 | 2 | Pembelian |  | Baik | 0,00 | 16.728.200,00 | BIAYA ASET
1.3.2.07.01.21.075 | Infusion Pump | 2019 | 3 | Pembelian |  | Baik | 0,00 | 16.728.200,00 | BIAYA ASET
1.3.2.07.01.21.075 | Infusion Pump | 2019 | 4 | Pembelian |  | Baik | 0,00 | 16.728.200,00 | BIAYA ASET
1.3.2.07.01.21.075 | Infusion Pump | 2019 | 5 | Pembelian |  | Baik | 0,00 | 16.728.200,00 | BIAYA ASET
1.3.2.07.01.21.075 | Infusion Pump | 2019 | 6 | Pembelian |  | Baik | 0,00 | 16.728.200,00 | BIAYA ASET
1.3.2.07.01.21.075 | Infusion Pump | 2019 | 7 | Pembelian |  | Baik | 0,00 | 16.728.200,00 | BIAYA ASET
1.3.2.07.01.21.075 | Infusion Pump | 2019 | 8 | Pembelian |  | Baik | 0,00 | 16.728.200,00 | BIAYA ASET
1.3.2.07.01.21.075 | Infusion Pump | 2019 | 9 | Pembelian |  | Baik | 0,00 | 16.728.400,00 | BIAYA ASET
1.3.2.07.01.21.076 | Oxigen Test | 2018 | 1 | Pembelian | VENTILATOR AIRON PNEUTON MODAL A |  | 0,00 | 168.500.000,00 | VENTILATOR
1.3.2.07.01.22.006 | Examination Lamp | 2015 | 1 | Pembelian | Everlight |  | 1,00 | 2.173.515,00 | LAmpu Tindakan ICU
1.3.2.07.01.22.006 | Examination Lamp | 2015 | 2 | Pembelian | Everlight |  | 1,00 | 2.173.515,00 | LAmpu Tindakan ICU
1.3.2.07.01.22.006 | Examination Lamp | 2015 | 3 | Pembelian | Everlight |  | 1,00 | 2.173.515,00 | LAmpu Tindakan ICU
1.3.2.07.01.22.006 | Examination Lamp | 2015 | 4 | Pembelian | Everlight |  | 1,00 | 2.173.515,00 | LAmpu Tindakan ICU
1.3.2.07.01.22.006 | Examination Lamp | 2015 | 5 | Pembelian | Everlight |  | 1,00 | 2.173.515,00 | LAmpu Tindakan ICU
1.3.2.07.02.02.002 | Decompression Chamber | 2020 | 1 | Pembelian | lokal |  | 1,00 | 12.500.000,00 | DECONTAMINATION CHAMBER COVID 19
1.3.2.07.02.02.002 | Decompression Chamber | 2020 | 2 | Pembelian | lokal |  | 1,00 | 12.500.000,00 | DECONTAMINATION CHAMBER COVID 19
1.3.2.07.02.02.002 | Decompression Chamber | 2020 | 3 | Pembelian | lokal |  | 1,00 | 12.500.000,00 | DECONTAMINATION CHAMBER COVID 19
1.3.2.07.02.03.005 | Boneka Resucitasi Anne | 2016 | 1 | Pembelian | Manekin |  | 1,00 | 8.300.000,00 | Manekin CPR Half Body
1.3.2.08.01.01.009 | Timbangan Elektronik | 2009 | 1 | Saldo |  | Baik | 1,00 | 2.800.000,00 | timbangan digital
1.3.2.08.01.01.009 | Timbangan Elektronik | 2009 | 2 | Saldo |  | Baik | 1,00 | 2.800.000,00 | timbangan digital
1.3.2.08.01.11.001 | Centrifuge (Alat Laboratorium Umum) | 2012 | 1 | Saldo |  | Baik | 1,00 | 59.380.600,00 | Serogical Centrifuge
1.3.2.08.01.11.001 | Centrifuge (Alat Laboratorium Umum) | 2016 | 1 | Pembelian | HETTICH |  | 1,00 | 28.470.000,00 | CENTRIFUGE EBA 200
1.3.2.08.01.11.011 | Autoclave (Alat Laboratorium Umum) | 2015 | 1 | Pembelian | GEA |  | 1,00 | 19.800.000,00 | Autoclave (alat steril)
1.3.2.08.01.11.040 | Tabung Gas N2 | 2007 | 1 | Saldo |  | Baik | 1,00 | 6.250.000,00 | Tabung N2O + Isi
1.3.2.08.01.11.211 | Hemoscale | 2012 | 1 | Saldo |  | Baik | 1,00 | 77.860.600,00 | Hemoscale
1.3.2.08.01.11.213 | Glass Crusher | 2019 | 1 | Pembelian |  | Baik | 0,00 | 2.300.104.908,00 | sppd
1.3.2.08.01.11.231 | Tabung Reaksi | 2012 | 1 | Saldo |  | Baik | 1,00 | 4.481.800,00 | Hand Sealer
1.3.2.08.01.11.233 | Set Alat Uji Silang Serasi | 2012 | 1 | Saldo |  | Baik | 1,00 | 243.719.700,00 | Set Alat Uji Silang Serasi Metode Gel
1.3.2.08.01.11.233 | Set Alat Uji Silang Serasi | 2012 | 2 | Saldo |  | Baik | 1,00 | 4.481.800,00 | Hand Sealer
1.3.2.08.01.11.235 | Thermo Scientific | 2018 | 1 | Pembelian | THERMO SCIENTIFIC MANUAL |  | 0,00 | 192.275.821,00 | ALAT Laboratorium KEDOKTERAN DAK 2018
1.3.2.08.01.11.235 | Thermo Scientific | 2018 | 2 | Pembelian | THERMO SCIENTIFIC |  | 0,00 | 165.507.574,00 | ALAT Laboratorium KEDOKTERAN DAK 2018
1.3.2.08.01.11.235 | Thermo Scientific | 2018 | 3 | Pembelian | THERMO SCIENTIFIC |  | 0,00 | 360.605.403,00 | ALAT Laboratorium KEDOKTERAN DAK 2018
1.3.2.08.01.11.236 | Flattening Bath For Paraffin Sectioan | 2018 | 1 | Pembelian | LEICA / HL1210 |  | 0,00 | 20.999.000,00 | ALKES DAK RSUD 2018
1.3.2.08.01.11.237 | Rectangular Flattning Table | 2018 | 1 | Pembelian | LEICA / HL1220 |  | 0,00 | 20.999.000,00 | ALKES DAK RSUD 2018
1.3.2.08.01.11.238 | Cytopro Cytocentrifuge | 2018 | 1 | Pembelian | elitch biomedical system |  | 0,00 | 163.246.600,00 | ALKES DAK RSUD 2018
1.3.2.08.01.11.254 | Alat Lab | 2018 | 1 | Pembelian | BIOBASE BIOSAFETY CABINET CLASS II A2 NSF | Baik | 0,00 | 169.300.000,00 | ALAT LAB DANA DAK 2018
1.3.2.08.01.12.024 | Stabilizer | 2011 | 1 | Saldo |  | Baik | 1,00 | 650.000,00 | Sabilizer 1500 watt
1.3.2.08.01.12.024 | Stabilizer | 2011 | 2 | Saldo |  | Baik | 1,00 | 650.000,00 | Sabilizer 1500 watt
1.3.2.08.01.12.024 | Stabilizer | 2011 | 3 | Saldo |  | Baik | 1,00 | 650.000,00 | Sabilizer 1500 watt
1.3.2.08.01.12.024 | Stabilizer | 2011 | 4 | Saldo |  | Baik | 1,00 | 3.900.000,00 | Stabilizer 5000 watt
1.3.2.08.01.12.042 | Microscope Binocular | 2012 | 1 | Saldo |  | Baik | 1,00 | 17.073.500,00 | Mikroskop binokuler
1.3.2.08.01.12.071 | Micro Pippettes | 2016 | 1 | Pembelian | EPPEDORF |  | 1,00 | 3.358.250,00 | PIPPETTE REFERENCE 2 SINGLE CHANNEL 1000 mL
1.3.2.08.01.12.071 | Micro Pippettes | 2016 | 2 | Pembelian | EPPEDORF |  | 1,00 | 3.358.250,00 | PIPPETTE REFERENCE 2 SINGLE CHANNEL 1000 mL
1.3.2.08.01.12.071 | Micro Pippettes | 2016 | 3 | Pembelian | EPPEDORF |  | 1,00 | 3.358.250,00 | PIPPETTE REFERENCE 2 SINGLE CHANNEL 500 mL
1.3.2.08.01.12.071 | Micro Pippettes | 2016 | 4 | Pembelian | EPPEDORF |  | 1,00 | 3.358.250,00 | PIPPETTE REFERENCE 2 SINGLE CHANNEL 500 mL
1.3.2.08.01.13.007 | Fotometer | 2008 | 1 | Saldo |  | Baik | 1,00 | 144.900.000,00 | fotometer
1.3.2.08.01.14.005 | Blood Bank Refrigerator (Alat Laboratorium Patologi) | 2007 | 1 | Saldo |  | Baik | 1,00 | 99.500.000,00
1.3.2.08.01.14.005 | Blood Bank Refrigerator (Alat Laboratorium Patologi) | 2012 | 1 | Saldo |  | Baik | 1,00 | 109.899.180,00 | Penyimpan Reagen/ Darah medical Refrigerator
1.3.2.08.01.14.010 | Glucosa Analyzer | 2008 | 1 | Hibah Masuk | ACCU CHECK |  | 1,00 | 701.580,00 | HIBAH BMN
1.3.2.08.01.14.011 | Hematology Analyzer | 2014 | 1 | Saldo |  | Baik | 1,00 | 139.425.000,00 | Hematology Analyzer XP Series 300
1.3.2.08.01.14.024 | Rotator | 2012 | 1 | Saldo |  | Baik | 1,00 | 5.954.700,00 | Serological Rotator
1.3.2.08.01.14.026 | Plasma Extrator | 2007 | 1 | Saldo |  | Baik | 1,00 | 19.000.000,00 | Plasma extractor
1.3.2.08.01.16.022 | REFRIGERATOR | 2019 | 1 | Pembelian |  | Baik | 0,00 | 49.823.302,20 | REFRIGERATOR RSUD
1.3.2.08.01.16.022 | REFRIGERATOR | 2019 | 2 | Pembelian |  | Baik | 0,00 | 49.823.302,20 | REFRIGERATOR RSUD
1.3.2.08.01.16.022 | REFRIGERATOR | 2019 | 3 | Pembelian |  | Baik | 0,00 | 49.823.302,20 | REFRIGERATOR RSUD
1.3.2.08.01.16.022 | REFRIGERATOR | 2019 | 4 | Pembelian |  | Baik | 0,00 | 49.823.302,20 | REFRIGERATOR RSUD
1.3.2.08.01.16.022 | REFRIGERATOR | 2019 | 5 | Pembelian |  | Baik | 0,00 | 49.823.302,20 | REFRIGERATOR RSUD
1.3.2.08.01.16.022 | REFRIGERATOR | 2019 | 6 | Pembelian |  | Baik | 0,00 | 49.823.302,20 | REFRIGERATOR RSUD
1.3.2.08.01.16.022 | REFRIGERATOR | 2019 | 7 | Pembelian |  | Baik | 0,00 | 49.823.302,20 | REFRIGERATOR RSUD
1.3.2.08.01.16.022 | REFRIGERATOR | 2019 | 8 | Pembelian |  | Baik | 0,00 | 49.823.302,20 | REFRIGERATOR RSUD
1.3.2.08.01.16.022 | REFRIGERATOR | 2019 | 9 | Pembelian |  | Baik | 0,00 | 49.823.302,20 | REFRIGERATOR RSUD
1.3.2.08.01.16.022 | REFRIGERATOR | 2019 | 10 | Pembelian |  | Baik | 0,00 | 49.823.302,20 | REFRIGERATOR RSUD
1.3.2.08.01.17.023 | Video Printer | 2008 | 1 | Hibah Masuk | lokal |  | 1,00 | 2.967.800,00 | HIBAH BMN
1.3.2.08.01.18.005 | Timbangan Kue | 2011 | 1 | Saldo |  | Baik | 1,00 | 500.000,00 | Timbangan Tepung Digital
1.3.2.08.01.18.022 | Food Trolley | 2016 | 1 | Pembelian | MAK |  | 1,00 | 11.600.700,00 | MAK Food Trolley
1.3.2.08.01.18.022 | Food Trolley | 2016 | 2 | Pembelian | MAK |  | 1,00 | 11.600.700,00 | MAK Food Trolley
1.3.2.08.01.19.064 | Dst.... | 2015 | 1 | Pembelian | SCI |  | 1,00 | 2.125.200,00 | Pulverizer-AG
1.3.2.08.01.19.064 | Dst.... | 2015 | 2 | Pembelian | SCI |  | 1,00 | 3.864.000,00 | Sealing Machine
1.3.2.08.01.19.067 | Pallet Obat | 2010 | 1 | Saldo |  | Baik | 1,00 | 1.070.000,00
1.3.2.08.01.19.067 | Pallet Obat | 2010 | 2 | Saldo |  | Baik | 1,00 | 1.070.000,00
1.3.2.08.01.19.067 | Pallet Obat | 2010 | 3 | Saldo |  | Baik | 1,00 | 1.070.000,00
1.3.2.08.01.19.067 | Pallet Obat | 2010 | 4 | Saldo |  | Baik | 1,00 | 1.070.000,00
1.3.2.08.01.19.067 | Pallet Obat | 2010 | 5 | Saldo |  | Baik | 1,00 | 1.070.000,00
1.3.2.08.01.19.067 | Pallet Obat | 2017 | 1 | Pembelian | LOKAL |  | 1,00 | 935.000,00 | PALLET OBAT 15/06/2017
1.3.2.08.01.19.067 | Pallet Obat | 2017 | 2 | Pembelian | LOKAL |  | 1,00 | 935.000,00 | PALLET OBAT 15/06/2017
1.3.2.08.01.19.067 | Pallet Obat | 2017 | 3 | Pembelian | LOKAL |  | 1,00 | 935.000,00 | PALLET OBAT 15/06/2017
1.3.2.08.01.19.067 | Pallet Obat | 2017 | 4 | Pembelian | LOKAL |  | 1,00 | 935.000,00 | PALLET OBAT 15/06/2017
1.3.2.08.01.19.067 | Pallet Obat | 2017 | 5 | Pembelian | LOKAL |  | 1,00 | 935.000,00 | PALLET OBAT 15/06/2017
1.3.2.08.01.19.067 | Pallet Obat | 2017 | 6 | Pembelian | LOKAL |  | 1,00 | 935.000,00 | PALLET OBAT 15/06/2017
1.3.2.08.01.19.067 | Pallet Obat | 2017 | 7 | Pembelian | LOKAL |  | 1,00 | 935.000,00 | PALLET OBAT 15/06/2017
1.3.2.08.01.19.067 | Pallet Obat | 2017 | 8 | Pembelian | LOKAL |  | 1,00 | 935.000,00 | PALLET OBAT 15/06/2017
1.3.2.08.01.19.067 | Pallet Obat | 2017 | 9 | Pembelian | LOKAL |  | 1,00 | 935.000,00 | PALLET OBAT 15/06/2017
1.3.2.08.01.19.067 | Pallet Obat | 2017 | 10 | Pembelian | LOKAL |  | 1,00 | 935.000,00 | PALLET OBAT 15/06/2017
1.3.2.08.01.19.067 | Pallet Obat | 2017 | 11 | Pembelian | LOKAL |  | 1,00 | 935.000,00 | PALLET OBAT 15/06/2017
1.3.2.08.01.19.067 | Pallet Obat | 2017 | 12 | Pembelian | LOKAL |  | 1,00 | 935.000,00 | PALLET OBAT 15/06/2017
1.3.2.08.01.19.067 | Pallet Obat | 2017 | 13 | Pembelian | LOKAL |  | 1,00 | 935.000,00 | PALLET OBAT 15/06/2017
1.3.2.08.01.19.067 | Pallet Obat | 2017 | 14 | Pembelian | LOKAL |  | 1,00 | 935.000,00 | PALLET OBAT 15/06/2017
1.3.2.08.01.19.067 | Pallet Obat | 2017 | 15 | Pembelian | LOKAL |  | 1,00 | 935.000,00 | PALLET OBAT 15/06/2017
1.3.2.08.01.19.068 | Cool Box | 2012 | 1 | Saldo |  | Baik | 1,00 | 8.895.000,00 | Distribusi Cool Box Ruangan (2-5 Kantong)
1.3.2.08.01.19.073 | Refrigerator | 2015 | 1 | Pembelian | THOSHIBA |  | 1,00 | 4.070.000,00 | SHOWCASE TOSHIBA
1.3.2.08.01.41.113 | Haemoglobin Meter | 2012 | 1 | Saldo |  | Baik | 1,00 | 9.211.800,00 | Hemoglobyn Testing System
1.3.2.08.01.41.318 | Watt Meter | 2008 | 1 | Hibah Masuk | chattanooga |  | 1,00 | 39.050.000,00 | HIBAH BMN
1.3.2.08.01.41.414 | Micropipette | 2012 | 1 | Saldo |  | Baik | 1,00 | 2.400.600,00 | Micropipet ukuran 5-50 ui
1.3.2.08.01.41.414 | Micropipette | 2012 | 2 | Saldo |  | Baik | 1,00 | 2.400.600,00 | Micropipet ukuran 50-200 ul
1.3.2.08.01.48.003 | Tromol Herbarium | 2014 | 1 | Saldo |  | Baik | 1,00 | 1.017.500,00 | Tromol Besar
1.3.2.08.01.48.003 | Tromol Herbarium | 2014 | 2 | Saldo |  | Baik | 1,00 | 1.017.500,00 | Tromol Besar
1.3.2.08.01.53.051 | Laboratory Instrument Cabinet | 2013 | 1 | Saldo |  | Baik | 1,00 | 4.511.378,00 | LEMARI KACA
1.3.2.08.01.55.012 | Cystology Centrifuge | 2007 | 1 | Saldo |  | Baik | 1,00 | 55.000.000,00
1.3.2.08.01.55.019 | Oxigenmeter | 2015 | 1 | Pembelian | Oxymeter Rossmax palpus |  | 1,00 | 5.940.000,00 | Oksigen saturarasi Bayi/Anak
1.3.2.08.01.55.019 | Oxigenmeter | 2015 | 2 | Pembelian | Oxymeter Rossmax palpus |  | 1,00 | 5.940.000,00 | Oksigen saturarasi Bayi/Anak
1.3.2.08.01.56.027 | Digital Pocket Oxygen Meter | 2014 | 3 | Saldo |  | Baik | 1,00 | 660.000,00 | Finger Oxymeter
1.3.2.08.01.56.027 | Digital Pocket Oxygen Meter | 2014 | 4 | Saldo |  | Baik | 1,00 | 660.000,00 | Finger Oxymeter
1.3.2.08.01.56.082 | Screen Pembaras | 2013 | 1 | Saldo |  | Baik | 1,00 | 2.729.378,00 | Screen Pembatas pasien
1.3.2.08.01.56.082 | Screen Pembaras | 2015 | 1 | Pembelian | MAK |  | 1,00 | 4.877.453,96 | Pembatas Pasien Ruangan
1.3.2.08.01.56.082 | Screen Pembaras | 2015 | 2 | Pembelian | MAK |  | 1,00 | 4.877.453,96 | Pembatas Pasien Ruangan
1.3.2.08.06.04.004 | BED PAN | 2007 | 41 | Hibah Masuk | KARIXA |  | 1,00 | 13.433.000,00 | Ben Pan (For Child Adult)
1.3.2.08.06.04.004 | BED PAN | 2007 | 42 | Hibah Masuk | KARIXA |  | 1,00 | 13.433.000,00 | Ben Pan (For Child Adult)
1.3.2.08.06.04.004 | BED PAN | 2007 | 43 | Hibah Masuk | KARIXA |  | 1,00 | 13.433.000,00 | Ben Pan (For Child Adult)
1.3.2.08.06.04.004 | BED PAN | 2007 | 44 | Hibah Masuk | KARIXA |  | 1,00 | 13.433.000,00 | Ben Pan (For Child Adult)
1.3.2.08.06.04.004 | BED PAN | 2007 | 45 | Hibah Masuk | KARIXA |  | 1,00 | 13.433.000,00 | Ben Pan (For Child Adult)
1.3.2.08.06.04.004 | BED PAN | 2007 | 46 | Hibah Masuk | KARIXA |  | 1,00 | 13.433.000,00 | Ben Pan (For Child Adult)
1.3.2.08.06.04.004 | BED PAN | 2007 | 47 | Hibah Masuk | KARIXA |  | 1,00 | 13.433.000,00 | Ben Pan (For Child Adult)
1.3.2.08.06.04.004 | BED PAN | 2007 | 48 | Hibah Masuk | KARIXA |  | 1,00 | 13.433.000,00 | Ben Pan (For Child Adult)
1.3.2.08.06.04.004 | BED PAN | 2007 | 49 | Hibah Masuk | KARIXA |  | 1,00 | 13.433.000,00 | Ben Pan (For Child Adult)
1.3.2.08.06.04.004 | BED PAN | 2007 | 50 | Hibah Masuk | KARIXA |  | 1,00 | 13.433.000,00 | Ben Pan (For Child Adult)
1.3.2.08.06.04.004 | BED PAN | 2008 | 1 | Hibah Masuk | PANCA H |  | 1,00 | 7.150.000,00 | Ben Pan (For Child Adult)
1.3.2.08.06.04.004 | BED PAN | 2008 | 2 | Hibah Masuk | PANCA H |  | 1,00 | 7.150.000,00 | Ben Pan (For Child Adult)
1.3.2.08.06.04.004 | BED PAN | 2008 | 3 | Hibah Masuk | PANCA H |  | 1,00 | 7.150.000,00 | Ben Pan (For Child Adult)
1.3.2.08.06.04.004 | BED PAN | 2008 | 4 | Hibah Masuk | PANCA H |  | 1,00 | 7.150.000,00 | Ben Pan (For Child Adult)
1.3.2.08.06.04.004 | BED PAN | 2008 | 5 | Hibah Masuk | PANCA H |  | 1,00 | 7.150.000,00 | Ben Pan (For Child Adult)
1.3.2.08.06.04.004 | BED PAN | 2008 | 6 | Hibah Masuk | PANCA H |  | 1,00 | 7.150.000,00 | Ben Pan (For Child Adult)
1.3.2.08.06.04.004 | BED PAN | 2008 | 7 | Hibah Masuk | PANCA H |  | 1,00 | 7.150.000,00 | Ben Pan (For Child Adult)
1.3.2.08.06.04.004 | BED PAN | 2008 | 8 | Hibah Masuk | PANCA H |  | 1,00 | 7.150.000,00 | Ben Pan (For Child Adult)
1.3.2.08.06.04.004 | BED PAN | 2008 | 9 | Hibah Masuk | PANCA H |  | 1,00 | 7.150.000,00 | Ben Pan (For Child Adult)
1.3.2.08.06.04.004 | BED PAN | 2008 | 10 | Hibah Masuk | PANCA H |  | 1,00 | 7.150.000,00 | Ben Pan (For Child Adult)
1.3.2.08.06.04.005 | Hecting Set | 2014 | 1 | Saldo |  | Baik | 1,00 | 521.482,00 | Hecting Set
1.3.2.08.06.04.005 | Hecting Set | 2014 | 2 | Saldo |  | Baik | 1,00 | 521.482,00 | Hecting Set
1.3.2.08.06.04.005 | Hecting Set | 2014 | 3 | Saldo |  | Baik | 1,00 | 521.482,00 | Hecting Set
1.3.2.08.06.04.005 | Hecting Set | 2014 | 4 | Saldo |  | Baik | 1,00 | 14.850.000,00 | Syringe Pump
1.3.2.08.06.04.006 | Syringe Pump | 2005 | 3136 | Saldo |  | Baik | 1,00 | 1.500.000,00 | Tracheotr Set
1.3.2.08.07.05.044 | Flow Meter | 2011 | 1 | Saldo |  | Baik | 1,00 | 3.689.400,00 | Flow Meter Oksigen
1.3.2.08.07.05.049 | Incubator | 2012 | 1 | Saldo |  | Baik | 1,00 | 19.780.600,00 | Dry Incubator
1.3.2.08.07.05.049 | Incubator | 2013 | 1 | Saldo |  | Baik | 1,00 | 43.847.416,00 | DRY INCUBATOR STERILIZER
1.3.2.08.09.06.030 | ECG Simulator | 2017 | 1 | Pembelian | FLUKE BIOMEDICAL |  | 1,00 | 21.741.000,00 | PHANTOM 28/11/2017
1.3.2.10.01.01.003 | Local Area Network (LAN) | 2016 | 1 | Pembelian | lokal |  | 1,00 | 21.780.000,00 | Pemasangan Jaringan LAN SIMRS
1.3.2.10.01.01.004 | Internet | 2011 | 1 | Saldo |  | Baik | 1,00 | 9.600.000,00 | Jaringan Hot Spot/ Wi-fi
1.3.2.10.01.02.001 | P.C Unit | 2006 | 3021 | Saldo |  | Baik | 1,00 | 8.785.714,00
1.3.2.10.01.02.001 | P.C Unit | 2006 | 3022 | Saldo |  | Baik | 1,00 | 8.785.714,00
1.3.2.10.01.02.001 | P.C Unit | 2006 | 3023 | Saldo |  | Baik | 1,00 | 8.785.714,00
1.3.2.10.01.02.001 | P.C Unit | 2006 | 3024 | Saldo |  | Baik | 1,00 | 8.785.714,00
1.3.2.10.01.02.001 | P.C Unit | 2006 | 3025 | Saldo |  | Baik | 1,00 | 8.785.714,00
1.3.2.10.01.02.001 | P.C Unit | 2006 | 3026 | Saldo |  | Baik | 1,00 | 8.785.716,00
1.3.2.10.01.02.001 | P.C Unit | 2007 | 1 | Saldo |  | Baik | 1,00 | 8.986.000,00 | ABT
1.3.2.10.01.02.001 | P.C Unit | 2008 | 1 | Saldo |  | Baik | 1,00 | 8.975.000,00 | komputer
1.3.2.10.01.02.001 | P.C Unit | 2008 | 2 | Saldo |  | Baik | 1,00 | 8.975.000,00 | komputer
1.3.2.10.01.02.001 | P.C Unit | 2008 | 3 | Saldo |  | Baik | 1,00 | 19.950.000,00 | komputer khusus kasir
1.3.2.10.01.02.001 | P.C Unit | 2009 | 1 | Saldo |  | Baik | 1,00 | 9.800.000,00
1.3.2.10.01.02.001 | P.C Unit | 2009 | 2 | Saldo |  | Baik | 1,00 | 9.800.000,00
1.3.2.10.01.02.001 | P.C Unit | 2009 | 3 | Saldo |  | Baik | 1,00 | 9.800.000,00
1.3.2.10.01.02.001 | P.C Unit | 2010 | 1 | Saldo |  | Baik | 1,00 | 7.935.000,00
1.3.2.10.01.02.001 | P.C Unit | 2010 | 2 | Saldo |  | Baik | 1,00 | 7.935.000,00
1.3.2.10.01.02.001 | P.C Unit | 2010 | 3 | Saldo |  | Baik | 1,00 | 7.935.000,00
1.3.2.10.01.02.001 | P.C Unit | 2010 | 4 | Saldo |  | Baik | 1,00 | 7.935.000,00
1.3.2.10.01.02.001 | P.C Unit | 2010 | 5 | Saldo |  | Baik | 1,00 | 7.935.000,00
1.3.2.10.01.02.001 | P.C Unit | 2010 | 6 | Saldo |  | Baik | 1,00 | 7.935.000,00
1.3.2.10.01.02.001 | P.C Unit | 2011 | 1 | Saldo |  | Baik | 1,00 | 9.400.000,00 | Komputer Dell
1.3.2.10.01.02.001 | P.C Unit | 2012 | 1 | Saldo |  | Baik | 1,00 | 8.987.000,00 | Komputer HP (Core i5)
1.3.2.10.01.02.001 | P.C Unit | 2012 | 2 | Saldo |  | Baik | 1,00 | 8.987.000,00 | Komputer HP (Core i5)
1.3.2.10.01.02.001 | P.C Unit | 2014 | 1 | Saldo |  | Baik | 1,00 | 6.500.000,00 | Komputer PC
1.3.2.10.01.02.001 | P.C Unit | 2014 | 2 | Saldo |  | Baik | 1,00 | 6.500.000,00 | Komputer PC
1.3.2.10.01.02.001 | P.C Unit | 2014 | 3 | Saldo |  | Baik | 1,00 | 6.500.000,00 | Komputer PC
1.3.2.10.01.02.001 | P.C Unit | 2014 | 4 | Saldo |  | Baik | 1,00 | 6.500.000,00 | Komputer PC
1.3.2.10.01.02.001 | P.C Unit | 2014 | 5 | Saldo |  | Baik | 1,00 | 6.500.000,00 | Komputer PC
1.3.2.10.01.02.001 | P.C Unit | 2015 | 1 | Pembelian | Lokal/Rakitan |  | 1,00 | 5.610.000,00 | Komputer Core I3
1.3.2.10.01.02.001 | P.C Unit | 2015 | 2 | Pembelian | Lokal/Rakitan |  | 1,00 | 5.610.000,00 | Komputer Core I3
1.3.2.10.01.02.001 | P.C Unit | 2016 | 1 | Pembelian | lokal |  | 1,00 | 7.100.000,00 | Komputer SIM RS
1.3.2.10.01.02.001 | P.C Unit | 2016 | 2 | Pembelian | lokal |  | 1,00 | 7.100.000,00 | Komputer SIM RS
1.3.2.10.01.02.001 | P.C Unit | 2016 | 3 | Pembelian | lokal |  | 1,00 | 7.100.000,00 | Komputer SIM RS
1.3.2.10.01.02.001 | P.C Unit | 2016 | 4 | Pembelian | lokal |  | 1,00 | 7.100.000,00 | Komputer SIM RS
1.3.2.10.01.02.001 | P.C Unit | 2016 | 5 | Pembelian | lokal |  | 1,00 | 7.100.000,00 | Komputer SIM RS
1.3.2.10.01.02.001 | P.C Unit | 2016 | 6 | Pembelian | lokal |  | 1,00 | 7.100.000,00 | Komputer SIM RS
1.3.2.10.01.02.001 | P.C Unit | 2016 | 7 | Pembelian | lokal |  | 1,00 | 7.100.000,00 | Komputer SIM RS
1.3.2.10.01.02.001 | P.C Unit | 2016 | 8 | Pembelian | lokal |  | 1,00 | 7.100.000,00 | Komputer SIM RS
1.3.2.10.01.02.001 | P.C Unit | 2016 | 9 | Pembelian | lokal |  | 1,00 | 7.100.000,00 | Komputer SIM RS
1.3.2.10.01.02.001 | P.C Unit | 2016 | 10 | Pembelian | lokal |  | 1,00 | 7.100.000,00 | Komputer SIM RS
1.3.2.10.01.02.001 | P.C Unit | 2016 | 11 | Pembelian | lokal |  | 1,00 | 7.100.000,00 | Komputer SIM RS
1.3.2.10.01.02.001 | P.C Unit | 2016 | 12 | Pembelian | lokal |  | 1,00 | 7.100.000,00 | Komputer SIM RS
1.3.2.10.01.02.001 | P.C Unit | 2016 | 13 | Pembelian | lokal |  | 1,00 | 7.100.000,00 | Komputer SIM RS
1.3.2.10.01.02.001 | P.C Unit | 2016 | 14 | Pembelian | lokal |  | 1,00 | 7.100.000,00 | Komputer SIM RS
1.3.2.10.01.02.001 | P.C Unit | 2016 | 15 | Pembelian | lokal |  | 1,00 | 7.100.000,00 | Komputer SIM RS
1.3.2.10.01.02.001 | P.C Unit | 2016 | 16 | Pembelian | lokal |  | 1,00 | 7.100.000,00 | Komputer SIM RS
1.3.2.10.01.02.001 | P.C Unit | 2016 | 17 | Pembelian | lokal |  | 1,00 | 7.100.000,00 | Komputer SIM RS
1.3.2.10.01.02.001 | P.C Unit | 2016 | 18 | Pembelian | lokal |  | 1,00 | 7.100.000,00 | Komputer SIM RS
1.3.2.10.01.02.001 | P.C Unit | 2016 | 19 | Pembelian | lokal |  | 1,00 | 7.100.000,00 | Komputer SIM RS
1.3.2.10.01.02.001 | P.C Unit | 2016 | 20 | Pembelian | lokal |  | 1,00 | 7.100.000,00 | Komputer SIM RS
1.3.2.10.01.02.001 | P.C Unit | 2016 | 21 | Pembelian | lokal |  | 1,00 | 7.100.000,00 | Komputer SIM RS
1.3.2.10.01.02.001 | P.C Unit | 2016 | 22 | Pembelian | lokal |  | 1,00 | 7.100.000,00 | Komputer SIM RS
1.3.2.10.01.02.001 | P.C Unit | 2016 | 23 | Pembelian | lokal |  | 1,00 | 7.100.000,00 | Komputer SIM RS
1.3.2.10.01.02.001 | P.C Unit | 2019 | 1 | Pembelian |  | Baik | 0,00 | 4.900.000,00 | KOMPUTER SIM RS
1.3.2.10.01.02.001 | P.C Unit | 2019 | 2 | Pembelian |  | Baik | 0,00 | 4.900.000,00 | KOMPUTER SIM RS
1.3.2.10.01.02.001 | P.C Unit | 2019 | 3 | Pembelian |  | Baik | 0,00 | 4.900.000,00 | KOMPUTER SIM RS
1.3.2.10.01.02.001 | P.C Unit | 2019 | 4 | Pembelian |  | Baik | 0,00 | 4.900.000,00 | KOMPUTER SIM RS
1.3.2.10.01.02.001 | P.C Unit | 2019 | 5 | Pembelian |  | Baik | 0,00 | 4.900.000,00 | KOMPUTER SIM RS
1.3.2.10.01.02.001 | P.C Unit | 2019 | 6 | Pembelian |  | Baik | 0,00 | 4.900.000,00 | KOMPUTER SIM RS
1.3.2.10.01.02.001 | P.C Unit | 2019 | 7 | Pembelian |  | Baik | 0,00 | 2.101.000,00 | PC UNIT LG RSUD
1.3.2.10.01.02.001 | P.C Unit | 2020 | 1 | Pembelian | GIGABYTE GA-H81M |  | 1,00 | 5.160.000,00 | PC UNIT
1.3.2.10.01.02.001 | P.C Unit | 2020 | 2 | Pembelian | GIGABYTE GA-H81M |  | 1,00 | 5.160.000,00 | PC UNIT
1.3.2.10.01.02.001 | P.C Unit | 2020 | 3 | Pembelian | GIGABYTE GA-H81M |  | 1,00 | 5.160.000,00 | PC UNIT
1.3.2.10.01.02.001 | P.C Unit | 2020 | 4 | Pembelian | GIGABYTE GA-H81M |  | 1,00 | 5.160.000,00 | PC UNIT
1.3.2.10.01.02.001 | P.C Unit | 2020 | 5 | Pembelian | GIGABYTE GA-H81M |  | 1,00 | 5.160.000,00 | PC UNIT
1.3.2.10.01.02.001 | P.C Unit | 2020 | 6 | Pembelian | PC UNIT |  | 1,00 | 5.060.000,00 | PC UNIT
1.3.2.10.01.02.001 | P.C Unit | 2020 | 7 | Pembelian | PC UNIT |  | 1,00 | 5.060.000,00 | PC UNIT
1.3.2.10.01.02.001 | P.C Unit | 2020 | 8 | Pembelian |  |  | 1,00 | 6.017.000,00 | PC UNIT LENOVO RSUD
1.3.2.10.01.02.001 | P.C Unit | 2020 | 10 | Pembelian |  |  | 0,00 | 5.000.000,00 | P.C Unit
1.3.2.10.01.02.001 | P.C Unit | 2021 | 1 | Pembelian | CCTV ( DVR HILOOK HDD 1 TB KABEL DAN KONEKTOR | Baik | 1,00 | 17.850.000,00 | MONITOR 19' PC ASUS CORE I7 S300TA
1.3.2.10.01.02.001 | P.C Unit | 2021 | 2 | Pembelian | MONITOR 19' PC LENOVO ZIO | Baik | 1,00 | 18.900.000,00 | MONITOR 19' PC LENOVO ZIO
1.3.2.10.01.02.002 | Lap Top | 2007 | 1 | Saldo |  | Baik | 1,00 | 14.710.000,00
1.3.2.10.01.02.002 | Lap Top | 2008 | 1 | Saldo |  | Baik | 1,00 | 7.465.000,00 | notebook
1.3.2.10.01.02.002 | Lap Top | 2009 | 1 | Saldo |  | Baik | 1,00 | 14.800.000,00
1.3.2.10.01.02.002 | Lap Top | 2010 | 1 | Saldo |  | Baik | 1,00 | 14.300.000,00
1.3.2.10.01.02.002 | Lap Top | 2015 | 1 | Pembelian | ASUS |  | 1,00 | 6.560.000,00 | Laptop ASSUS
1.3.2.10.01.02.002 | Lap Top | 2015 | 2 | Pembelian | ASUS |  | 1,00 | 6.560.000,00 | Laptop ASSUS
1.3.2.10.01.02.002 | Lap Top | 2015 | 3 | Pembelian | ASUS |  | 1,00 | 6.560.000,00 | Laptop ASSUS
1.3.2.10.01.02.002 | Lap Top | 2018 | 2 | Pembelian |  | Baik | 0,00 | 6.820.000,00 | LABTOP LENOVO BAMBANG IRAWAN
1.3.2.10.01.02.002 | Lap Top | 2018 | 3 | Pembelian |  | Baik | 0,00 | 6.820.000,00 | LABTOP LENOVO BAMBANG IRAWAN
1.3.2.10.01.02.002 | Lap Top | 2019 | 1 | Pembelian |  | Baik | 0,00 | 4.510.000,00 | LAB TOP ASUS
1.3.2.10.01.02.002 | Lap Top | 2020 | 1 | Pembelian | LENOVO 3145 ATHLON 300 U |  | 1,00 | 7.370.000,00 | LABTOP LENOVO
1.3.2.10.01.02.002 | Lap Top | 2020 | 2 | Pembelian |  |  | 1,00 | 6.733.000,00 | LABTOP ASUS
1.3.2.10.01.02.002 | Lap Top | 2020 | 4 | Pembelian |  |  | 0,00 | 6.100.000,00 | Lenovo Asus
1.3.2.10.01.02.002 | Lap Top | 2020 | 5 | Pembelian |  |  | 0,00 | 6.100.000,00 | Asus
1.3.2.10.01.02.002 | Lap Top | 2021 | 1 | BLUD | LAPTOP ASUS BR1100FKA BP0410T | Baik | 1,00 | 6.710.000,00 | LAPTOP ASUS BR1100FKA BP0410T
1.3.2.10.02.01.012 | Hard Disk | 2019 | 1 | Pembelian |  | Baik | 0,00 | 9.185.000,00 | HARDISK SERVER
1.3.2.10.02.01.012 | Hard Disk | 2020 | 1 | Pembelian | 1 TB |  | 1,00 | 1.100.000,00 | HARDISK 1 TB
1.3.2.10.02.03.001 | CPU (Peralatan Personal Komputer) | 2019 | 1 | Pembelian |  | Baik | 0,00 | 4.400.000,00 | CPU RAKITAN
1.3.2.10.02.03.001 | CPU (Peralatan Personal Komputer) | 2019 | 2 | Pembelian |  | Baik | 0,00 | 9.674.500,00 | CPU RAKITAN 2 ITEM
1.3.2.10.02.03.001 | CPU (Peralatan Personal Komputer) | 2019 | 3 | Pembelian |  | Baik | 0,00 | 9.674.500,00 | CPU RAKITAN 2 ITEM
1.3.2.10.02.03.002 | Monitor | 2015 | 1 | Pembelian | LG |  | 1,00 | 2.035.000,00 | Monitor USG
1.3.2.10.02.03.003 | Printer (Peralatan Personal Komputer) | 2008 | 1 | Hibah Masuk | canon |  | 1,00 | 4.600.000,00 | HIBAH BMN
1.3.2.10.02.03.003 | Printer (Peralatan Personal Komputer) | 2010 | 1 | Saldo |  | Baik | 1,00 | 700.000,00
1.3.2.10.02.03.003 | Printer (Peralatan Personal Komputer) | 2010 | 2 | Saldo |  | Baik | 1,00 | 700.000,00
1.3.2.10.02.03.003 | Printer (Peralatan Personal Komputer) | 2010 | 3 | Saldo |  | Baik | 1,00 | 700.000,00
1.3.2.10.02.03.003 | Printer (Peralatan Personal Komputer) | 2010 | 4 | Saldo |  | Baik | 1,00 | 700.000,00
1.3.2.10.02.03.003 | Printer (Peralatan Personal Komputer) | 2010 | 5 | Saldo |  | Baik | 1,00 | 700.000,00
1.3.2.10.02.03.003 | Printer (Peralatan Personal Komputer) | 2010 | 6 | Saldo |  | Baik | 1,00 | 700.000,00
1.3.2.10.02.03.003 | Printer (Peralatan Personal Komputer) | 2014 | 1 | Saldo |  | Baik | 1,00 | 650.000,00 | Printer Inkjet
1.3.2.10.02.03.003 | Printer (Peralatan Personal Komputer) | 2014 | 2 | Saldo |  | Baik | 1,00 | 650.000,00 | Printer Inkjet
1.3.2.10.02.03.003 | Printer (Peralatan Personal Komputer) | 2014 | 3 | Saldo |  | Baik | 1,00 | 650.000,00 | Printer Inkjet
1.3.2.10.02.03.003 | Printer (Peralatan Personal Komputer) | 2014 | 4 | Saldo |  | Baik | 1,00 | 650.000,00 | Printer Inkjet
1.3.2.10.02.03.003 | Printer (Peralatan Personal Komputer) | 2014 | 5 | Saldo |  | Baik | 1,00 | 650.000,00 | Printer Inkjet
1.3.2.10.02.03.003 | Printer (Peralatan Personal Komputer) | 2015 | 1 | Pembelian | CANON |  | 1,00 | 1.400.000,00 | Printer Scan Copy
1.3.2.10.02.03.003 | Printer (Peralatan Personal Komputer) | 2015 | 2 | Pembelian | CANON |  | 1,00 | 1.400.000,00 | Printer Scan Copy
1.3.2.10.02.03.003 | Printer (Peralatan Personal Komputer) | 2015 | 3 | Pembelian | CANON |  | 1,00 | 930.000,00 | Printer canon IP 2770
1.3.2.10.02.03.003 | Printer (Peralatan Personal Komputer) | 2015 | 4 | Pembelian | CANON |  | 1,00 | 930.000,00 | Printer canon IP 2770
1.3.2.10.02.03.003 | Printer (Peralatan Personal Komputer) | 2015 | 5 | Pembelian | CANON |  | 1,00 | 930.000,00 | Printer canon IP 2770
1.3.2.10.02.03.003 | Printer (Peralatan Personal Komputer) | 2016 | 1 | Pembelian | CANON |  | 1,00 | 1.705.000,00 | Printer Canon MP 287
1.3.2.10.02.03.003 | Printer (Peralatan Personal Komputer) | 2016 | 2 | Pembelian | ZEBRA |  | 1,00 | 14.990.800,00 | PRINTERCETAK GELANG TANGAN
1.3.2.10.02.03.003 | Printer (Peralatan Personal Komputer) | 2016 | 3 | Pembelian | CANON |  | 1,00 | 770.000,00 | PRINTER
1.3.2.10.02.03.003 | Printer (Peralatan Personal Komputer) | 2016 | 4 | Pembelian | CANON |  | 1,00 | 1.705.000,00 | PRINTER MP 287
1.3.2.10.02.03.003 | Printer (Peralatan Personal Komputer) | 2016 | 5 | Pembelian | CANON |  | 1,00 | 792.000,00 | PRINTER IP 2770
1.3.2.10.02.03.003 | Printer (Peralatan Personal Komputer) | 2016 | 6 | Pembelian | CANON |  | 1,00 | 792.000,00 | PRINTER IP 2770
1.3.2.10.02.03.003 | Printer (Peralatan Personal Komputer) | 2016 | 7 | Pembelian | CANON |  | 1,00 | 792.000,00 | PRINTER IP 2770
1.3.2.10.02.03.003 | Printer (Peralatan Personal Komputer) | 2016 | 8 | Pembelian | CANON |  | 1,00 | 820.000,00 | PRINTER CANON IP 2770
1.3.2.10.02.03.003 | Printer (Peralatan Personal Komputer) | 2016 | 9 | Pembelian | CANON |  | 1,00 | 820.000,00 | PRINTER CANON IP 2770
1.3.2.10.02.03.003 | Printer (Peralatan Personal Komputer) | 2016 | 10 | Pembelian | CANON |  | 1,00 | 820.000,00 | PRINTER CANON IP 2770
1.3.2.10.02.03.003 | Printer (Peralatan Personal Komputer) | 2016 | 11 | Pembelian | CANON |  | 1,00 | 820.000,00 | PRINTER CANON IP 2770
1.3.2.10.02.03.003 | Printer (Peralatan Personal Komputer) | 2016 | 12 | Pembelian | CANON |  | 1,00 | 820.000,00 | PRINTER CANON IP 2770
1.3.2.10.02.03.003 | Printer (Peralatan Personal Komputer) | 2016 | 13 | Pembelian | CANON |  | 1,00 | 820.000,00 | PRINTER CANON IP 2770
1.3.2.10.02.03.003 | Printer (Peralatan Personal Komputer) | 2016 | 14 | Pembelian | CANON |  | 1,00 | 820.000,00 | PRINTER CANON IP 2770
1.3.2.10.02.03.003 | Printer (Peralatan Personal Komputer) | 2016 | 15 | Pembelian | CANON |  | 1,00 | 820.000,00 | PRINTER CANON IP 2770
1.3.2.10.02.03.003 | Printer (Peralatan Personal Komputer) | 2016 | 16 | Pembelian | CANON |  | 1,00 | 820.000,00 | PRINTER CANON IP 2770
1.3.2.10.02.03.003 | Printer (Peralatan Personal Komputer) | 2016 | 17 | Pembelian | CANON |  | 1,00 | 820.000,00 | PRINTER CANON IP 2770
1.3.2.10.02.03.003 | Printer (Peralatan Personal Komputer) | 2016 | 18 | Pembelian | CANON |  | 1,00 | 820.000,00 | PRINTER CANON IP 2770
1.3.2.10.02.03.003 | Printer (Peralatan Personal Komputer) | 2016 | 19 | Pembelian | CANON |  | 1,00 | 820.000,00 | PRINTER CANON IP 2770
1.3.2.10.02.03.003 | Printer (Peralatan Personal Komputer) | 2016 | 20 | Pembelian | CANON |  | 1,00 | 820.000,00 | PRINTER CANON IP 2770
1.3.2.10.02.03.003 | Printer (Peralatan Personal Komputer) | 2016 | 21 | Pembelian | CANON |  | 1,00 | 820.000,00 | PRINTER CANON IP 2770
1.3.2.10.02.03.003 | Printer (Peralatan Personal Komputer) | 2016 | 22 | Pembelian | CANON |  | 1,00 | 820.000,00 | PRINTER CANON IP 2770
1.3.2.10.02.03.003 | Printer (Peralatan Personal Komputer) | 2016 | 23 | Pembelian | CANON |  | 1,00 | 820.000,00 | PRINTER CANON IP 2770
1.3.2.10.02.03.003 | Printer (Peralatan Personal Komputer) | 2016 | 24 | Pembelian | CANON |  | 1,00 | 820.000,00 | PRINTER CANON IP 2770
1.3.2.10.02.03.003 | Printer (Peralatan Personal Komputer) | 2016 | 25 | Pembelian | CANON |  | 1,00 | 820.000,00 | PRINTER CANON IP 2770
1.3.2.10.02.03.003 | Printer (Peralatan Personal Komputer) | 2016 | 26 | Pembelian | CANON |  | 1,00 | 820.000,00 | PRINTER CANON IP 2770
1.3.2.10.02.03.003 | Printer (Peralatan Personal Komputer) | 2016 | 27 | Pembelian | CANON |  | 1,00 | 820.000,00 | PRINTER CANON IP 2770
1.3.2.10.02.03.003 | Printer (Peralatan Personal Komputer) | 2016 | 28 | Pembelian | CANON |  | 1,00 | 820.000,00 | PRINTER CANON IP 2770
1.3.2.10.02.03.003 | Printer (Peralatan Personal Komputer) | 2016 | 29 | Pembelian | CANON |  | 1,00 | 820.000,00 | PRINTER CANON IP 2770
1.3.2.10.02.03.003 | Printer (Peralatan Personal Komputer) | 2016 | 30 | Pembelian | CANON |  | 1,00 | 820.000,00 | PRINTER CANON IP 2770
1.3.2.10.02.03.003 | Printer (Peralatan Personal Komputer) | 2017 | 1 | Pembelian | CANON |  | 1,00 | 1.705.000,00 | PRINTER CANON MP 287/ INFUS LABORATORIUM 23082017
1.3.2.10.02.03.003 | Printer (Peralatan Personal Komputer) | 2018 | 2 | Pembelian |  | Baik | 0,00 | 2.915.000,00 | PRINTER EPSON BAMBANG IRAWAN
1.3.2.10.02.03.003 | Printer (Peralatan Personal Komputer) | 2018 | 3 | Pembelian |  | Baik | 0,00 | 2.915.000,00 | PRINTER EPSON BAMBANG IRAWAN
1.3.2.10.02.03.003 | Printer (Peralatan Personal Komputer) | 2019 | 1 | Pembelian |  | Baik | 0,00 | 2.805.000,00 | PRINTER SIM RS
1.3.2.10.02.03.003 | Printer (Peralatan Personal Komputer) | 2019 | 2 | Pembelian |  | Baik | 0,00 | 2.805.000,00 | PRINTER SIM RS
1.3.2.10.02.03.003 | Printer (Peralatan Personal Komputer) | 2019 | 3 | Pembelian |  | Baik | 0,00 | 2.805.000,00 | PRINTER SIM RS
1.3.2.10.02.03.003 | Printer (Peralatan Personal Komputer) | 2019 | 4 | Pembelian |  | Baik | 0,00 | 2.750.000,00 | PRINTER EPSON L3110
1.3.2.10.02.03.003 | Printer (Peralatan Personal Komputer) | 2019 | 5 | Pembelian |  | Baik | 0,00 | 93.662.000,00 | PRINTER MESIN RADIOLOGI
1.3.2.10.02.03.003 | Printer (Peralatan Personal Komputer) | 2020 | 1 | Pembelian | CANON IP 2770 |  | 1,00 | 880.000,00 | PRINTER CANON IP 2770
1.3.2.10.02.03.003 | Printer (Peralatan Personal Komputer) | 2020 | 3 | Pembelian |  |  | 0,00 | 3.100.000,00 | Printer Epson L3110
1.3.2.10.02.03.003 | Printer (Peralatan Personal Komputer) | 2020 | 4 | Pembelian |  |  | 0,00 | 2.035.000,00 | Printer Canon G1010
1.3.2.10.02.03.003 | Printer (Peralatan Personal Komputer) | 2020 | 5 | Pembelian |  |  | 0,00 | 3.100.000,00 | Printer Epson L3110
1.3.2.10.02.03.003 | Printer (Peralatan Personal Komputer) | 2020 | 6 | Pembelian | EPSON L120 |  | 1,00 | 2.035.000,00 | EPSON L120
1.3.2.10.02.03.003 | Printer (Peralatan Personal Komputer) | 2020 | 7 | Pembelian |  |  | 1,00 | 900.000,00 | PRINTER CANON IP 2770
1.3.2.10.02.03.003 | Printer (Peralatan Personal Komputer) | 2020 | 9 | Pembelian | CANON IP 2770 |  | 1,00 | 880.000,00 | CANON IP 220
1.3.2.10.02.03.003 | Printer (Peralatan Personal Komputer) | 2020 | 10 | Pembelian | CANON IP 2770 |  | 1,00 | 880.000,00 | CANON IP 220
1.3.2.10.02.03.003 | Printer (Peralatan Personal Komputer) | 2020 | 11 | Pembelian | CANON IP 2770 |  | 1,00 | 880.000,00 | CANON IP 220
1.3.2.10.02.03.003 | Printer (Peralatan Personal Komputer) | 2020 | 12 | Pembelian | CANON IP 2770 |  | 1,00 | 880.000,00 | CANON IP 2770
1.3.2.10.02.03.003 | Printer (Peralatan Personal Komputer) | 2020 | 13 | Pembelian |  |  | 1,00 | 2.824.580,00 | PRINTER EPSON I3310
1.3.2.10.02.03.003 | Printer (Peralatan Personal Komputer) | 2020 | 14 | Pembelian |  |  | 1,00 | 2.824.580,00 | PRINTER EPSON I3310
1.3.2.10.02.03.003 | Printer (Peralatan Personal Komputer) | 2020 | 15 | Pembelian |  |  | 1,00 | 2.824.580,00 | PRINTER EPSON I3310
1.3.2.10.02.03.003 | Printer (Peralatan Personal Komputer) | 2020 | 16 | Pembelian |  |  | 1,00 | 2.145.000,00 | Printer Epson L 120
1.3.2.10.02.03.003 | Printer (Peralatan Personal Komputer) | 2021 | 1 | BLUD | EPSON L3110 | Baik | 1,00 | 3.245.000,00
1.3.2.10.02.03.003 | Printer (Peralatan Personal Komputer) | 2021 | 2 | BLUD | EPSON L3110 | Baik | 1,00 | 3.245.000,00
1.3.2.10.02.03.003 | Printer (Peralatan Personal Komputer) | 2021 | 4 | BLUD | PRINTER EPSON IP 2770 | Baik | 1,00 | 1.045.000,00 | PRINTER EPSON IP 2770
1.3.2.10.02.03.004 | Scanner (Peralatan Personal Komputer) | 2020 | 1 | Pembelian | PLUSTEK CIS |  | 1,00 | 3.289.000,00 | SCANNER PLUSTEK
1.3.2.10.02.03.004 | Scanner (Peralatan Personal Komputer) | 2020 | 2 | Pembelian |  |  | 0,00 | 5.913.130,00 | SCANNER EPSON
1.3.2.10.02.03.004 | Scanner (Peralatan Personal Komputer) | 2020 | 3 | Pembelian |  |  | 0,00 | 5.913.130,00 | SCANNER EPSON
1.3.2.10.02.03.004 | Scanner (Peralatan Personal Komputer) | 2021 | 1 | BLUD | EPSON DS410 | Baik | 1,00 | 6.050.000,00 | SCANNER EPSON DS410
1.3.2.10.02.03.004 | Scanner (Peralatan Personal Komputer) | 2021 | 2 | BLUD | EPSON DS410 | Baik | 1,00 | 6.050.000,00 | SCANNER EPSON DS410
1.3.2.10.02.04.001 | Server | 2019 | 1 | Pembelian |  | Baik | 0,00 | 117.500.000,00 | SERVER SIM RS
1.3.2.10.02.04.003 | Hub | 2019 | 1 | Pembelian |  | Baik | 0,00 | 550.000,00 | SWITCH HUB RSUD
1.3.2.10.02.04.003 | Hub | 2019 | 2 | Pembelian |  | Baik | 0,00 | 550.000,00 | SWITCH HUB RSUD
1.3.2.10.02.04.003 | Hub | 2019 | 3 | Pembelian |  | Baik | 0,00 | 550.000,00 | SWITCH HUB RSUD
1.3.2.10.02.04.003 | Hub | 2019 | 4 | Pembelian |  | Baik | 0,00 | 715.000,00 | SWITCH HUB RSUD
1.3.2.10.02.04.004 | Modem | 2015 | 1 | Pembelian | HSDPA |  | 1,00 | 880.000,00 | HSDPA Wireless Gateway (WIFI)
1.3.2.10.02.04.004 | Modem | 2015 | 2 | Pembelian | HSDPA |  | 1,00 | 880.000,00 | HSDPA Wireless Gateway (WIFI)
1.3.2.10.02.04.004 | Modem | 2015 | 3 | Pembelian | HSDPA |  | 1,00 | 880.000,00 | HSDPA Wireless Gateway (WIFI)
[7 empty] | 39.602.377,00 | 63.620.654.865,82